{"text_format":"3","workbook":"xlsx","n_sheets":6,"sheets":["Misc.","Phoenix TMY 3","Phoenix TMY 2","Phoenix 2019 Actual","tmy_33.438_-112.026_2006_2015","Sheet6"],"not_rendered":{"charts":5,"images":1,"macros":1,"defined_names":2},"read":"whole","date_system":"1900"}

{"sheet":"Misc.","index":0,"n_rows":17,"n_cols":3,"rows_kept":17}
[]
["Facility Dynamics Headquarters  - 6760 Alexander Bell Drive,  Suite 200,  Columbia, MD 21046, Phone: (410) 290-0900;  www.facilitydynamics.com"]
["Facility Dynamics Satellite Location  - 8560 North Buchanan Avenue,  Portland, Oregon 97203, Phone: ;  www.facilitydynamics.com"]
["Engineering Calculation"]
["Date:","2020-07-06T10:06:01.700"]
["Project Name: ","TMY File Comparison"]
["Project Number: ","CERL Economizer Tool"]
["Engineer: ","David"]
["Assumptions"]
[{"v":1,"d":"1. "},"Data link - ","https://re.jrc.ec.europa.eu/pvg_tools/en/"]
[{"$f":"A10+1","v":{"v":2,"d":"2. "}},"????"]
[{"$f":"A11+1","v":{"v":3,"d":"3. "}},"????"]
[{"$f":"A12+1","v":{"v":4,"d":"4. "}},"????"]
[{"v":5,"d":"5. "},"????"]
[{"v":6,"d":"6. "},"????"]
[{"v":7,"d":"7. "},"????"]
[{"v":8,"d":"8. "},"????"]

{"sheet":"Phoenix TMY 3","index":1,"n_rows":8767,"n_cols":14,"rows_kept":4500,"cut":true,"merged":[[5,4,6,4],[5,5,6,5]],"bounds":{"rows_first":2000,"rows_last":500,"rows_between":2000,"halvings":0}}
["Country: USA"]
["State: ARIZONA",{"$nulls":9},{"v":2,"d":"2.00"},{"v":4,"d":"4.0000"},{"v":2,"d":"2.00"},{"v":2,"d":"2.00"}]
["City: PHOENIX_SKY_HARBOR_INTL_AP"]
["Altitude: 1105 ft."]
[null,null,"Year for Excel Date and Time - ",{"v":2019,"d":"2,019"}]
["Month","Day","Hour","Hour as 0-23","Date and Time Text String","Excel Date and Time","Dry Bulb","Wet Bulb","Dew Point","Humidity Ratio","Enthalpy","Density","Vapor Pressure","Specific Volume"]
[{"$nulls":6},"°F","°F","°F","gr/lb","btu/lb","lb/cu.ft.","in. HG","cu.ft./lb"]
["January",1,"12AM to 1AM",0,{"$f":"A8&\" \"&B8&\", \"&$D$5&\" \"&D8&\":00\"","v":"January 1, 2019 0:00"},{"$f":"DATEVALUE(E8)+TIMEVALUE(E8)","v":"2019-01-01"},{"v":50,"d":"50.0"},45.9,42.1,41.2,18.38,0.0745,0.27,{"v":13.5,"d":"13.50"}]
["January",1,"1AM to 2AM",{"$f":"IF(D8+1>23,0,D8+1)","v":1},{"$f":"A9&\" \"&B9&\", \"&$D$5&\" \"&D9&\":00\"","v":"January 1, 2019 1:00"},{"$f":"DATEVALUE(E9)+TIMEVALUE(E9)","v":"2019-01-01T01:00:00"},{"v":48,"d":"48.0"},{"v":45,"d":"45.0"},42.1,41.2,{"v":17.9,"d":"17.90"},0.0748,0.27,13.44]
["January",1,"2AM to 3AM",{"$f":"IF(D9+1>23,0,D9+1)","v":2},"January 1, 2019 2:00","2019-01-01T02:00:00",{"v":48,"d":"48.0"},{"v":45,"d":"45.0"},42.1,41.2,{"v":17.9,"d":"17.90"},0.0748,0.27,13.44]
["January",1,"3AM to 4AM",3,"January 1, 2019 3:00","2019-01-01T03:00:00",{"v":48,"d":"48.0"},44.5,{"v":41,"d":"41.0"},39.5,17.64,0.0748,0.26,13.44]
["January",1,"4AM to 5AM",4,"January 1, 2019 4:00","2019-01-01T04:00:00",46.9,43.9,{"v":41,"d":"41.0"},39.5,17.38,{"v":0.075,"d":"0.0750"},0.26,13.41]
["January",1,"5AM to 6AM",5,"January 1, 2019 5:00","2019-01-01T05:00:00",{"v":46,"d":"46.0"},{"v":43,"d":"43.0"},39.9,37.9,16.91,0.0751,0.25,13.38]
["January",1,"6AM to 7AM",6,"January 1, 2019 6:00","2019-01-01T06:00:00",{"v":45,"d":"45.0"},42.5,39.9,37.9,16.65,0.0753,0.25,13.35]
["January",1,"7AM to 8AM",7,"January 1, 2019 7:00","2019-01-01T07:00:00",{"v":46,"d":"46.0"},{"v":43,"d":"43.0"},39.9,37.9,16.91,0.0751,0.25,13.38]
["January",1,"8AM to 9AM",8,"January 1, 2019 8:00","2019-01-01T08:00:00",46.9,43.4,39.9,37.9,17.13,{"v":0.075,"d":"0.0750"},0.25,{"v":13.4,"d":"13.40"}]
["January",1,"9AM to 10AM",9,"January 1, 2019 9:00","2019-01-01T09:00:00",53.1,45.9,{"v":39,"d":"39.0"},36.6,18.41,0.0741,0.24,13.56]
["January",1,"10AM to 11AM",10,"January 1, 2019 10:00","2019-01-01T10:00:00",{"v":59,"d":"59.0"},47.5,{"v":36,"d":"36.0"},32.4,{"v":19.2,"d":"19.20"},0.0733,0.21,13.71]
["January",1,"11AM to 12PM",11,"January 1, 2019 11:00","2019-01-01T11:00:00",62.1,48.8,{"v":36,"d":"36.0"},32.4,19.94,0.0729,0.21,13.79]
["January",1,"12PM to 1PM",12,"January 1, 2019 12:00","2019-01-01T12:00:00",62.1,48.8,{"v":36,"d":"36.0"},32.4,19.94,0.0729,0.21,13.79]
["January",1,"1PM to 2PM",13,"January 1, 2019 13:00","2019-01-01T13:00:00",{"v":64,"d":"64.0"},50.1,{"v":37,"d":"37.0"},33.8,20.64,0.0726,0.22,13.84]
["January",1,"2PM to 3PM",14,"January 1, 2019 14:00","2019-01-01T14:00:00",{"v":64,"d":"64.0"},50.1,{"v":37,"d":"37.0"},33.8,20.64,0.0726,0.22,13.84]
["January",1,"3PM to 4PM",15,"January 1, 2019 15:00","2019-01-01T15:00:00",64.9,50.1,{"v":36,"d":"36.0"},32.4,20.63,0.0725,0.21,13.86]
["January",1,"4PM to 5PM",16,"January 1, 2019 16:00","2019-01-01T16:00:00",{"v":66,"d":"66.0"},50.5,{"v":36,"d":"36.0"},32.4,20.89,0.0723,0.21,13.89]
["January",1,"5PM to 6PM",17,"January 1, 2019 17:00","2019-01-01T17:00:00",{"v":63,"d":"63.0"},49.2,{"v":36,"d":"36.0"},32.4,20.15,0.0727,0.21,13.81]
["January",1,"6PM to 7PM",18,"January 1, 2019 18:00","2019-01-01T18:00:00",{"v":59,"d":"59.0"},48.2,37.9,{"v":35,"d":"35.0"},19.61,0.0733,0.23,13.71]
["January",1,"7PM to 8PM",19,"January 1, 2019 19:00","2019-01-01T19:00:00",{"v":59,"d":"59.0"},47.9,{"v":37,"d":"37.0"},33.8,19.42,0.0733,0.22,13.71]
["January",1,"8PM to 9PM",20,"January 1, 2019 20:00","2019-01-01T20:00:00",57.9,47.4,{"v":37,"d":"37.0"},33.8,19.16,0.0734,0.22,13.68]
["January",1,"9PM to 10PM",21,"January 1, 2019 21:00","2019-01-01T21:00:00",55.9,46.5,{"v":37,"d":"37.0"},33.8,18.68,0.0737,0.22,13.63]
["January",1,"10PM to 11PM",22,"January 1, 2019 22:00","2019-01-01T22:00:00",{"v":57,"d":"57.0"},45.8,{"v":34,"d":"34.0"},29.9,18.33,0.0736,{"v":0.2,"d":"0.20"},13.65]
["January",1,"11PM to 12AM",23,"January 1, 2019 23:00","2019-01-01T23:00:00",{"v":55,"d":"55.0"},44.6,33.1,28.9,17.69,0.0739,0.19,13.59]
["January",2,"12AM to 1AM",0,"January 2, 2019 0:00","2019-01-02",55.9,{"v":45,"d":"45.0"},33.1,28.9,17.91,0.0738,0.19,13.61]
["January",2,"1AM to 2AM",1,"January 2, 2019 1:00","2019-01-02T01:00:00",{"v":55,"d":"55.0"},44.2,{"v":32,"d":"32.0"},27.6,{"v":17.5,"d":"17.50"},0.0739,0.18,13.59]
["January",2,"2AM to 3AM",2,"January 2, 2019 2:00","2019-01-02T02:00:00",{"v":55,"d":"55.0"},43.8,30.9,26.3,17.29,0.0739,0.17,13.58]
["January",2,"3AM to 4AM",3,"January 2, 2019 3:00","2019-01-02T03:00:00",{"v":55,"d":"55.0"},43.5,{"v":30,"d":"30.0"},25.2,17.12,0.0739,0.16,13.58]
["January",2,"4AM to 5AM",4,"January 2, 2019 4:00","2019-01-02T04:00:00",{"v":52,"d":"52.0"},{"v":42,"d":"42.0"},{"v":30,"d":"30.0"},25.2,16.38,0.0743,0.16,{"v":13.5,"d":"13.50"}]
["January",2,"5AM to 6AM",5,"January 2, 2019 5:00","2019-01-02T05:00:00",{"v":52,"d":"52.0"},{"v":42,"d":"42.0"},{"v":30,"d":"30.0"},25.2,16.38,0.0743,0.16,{"v":13.5,"d":"13.50"}]
["January",2,"6AM to 7AM",6,"January 2, 2019 6:00","2019-01-02T06:00:00",{"v":55,"d":"55.0"},42.8,{"v":28,"d":"28.0"},{"v":23,"d":"23.0"},16.78,0.0739,0.15,13.57]
["January",2,"7AM to 8AM",7,"January 2, 2019 7:00","2019-01-02T07:00:00",{"v":54,"d":"54.0"},42.2,{"v":28,"d":"28.0"},{"v":23,"d":"23.0"},16.52,0.0741,0.15,13.54]
["January",2,"8AM to 9AM",8,"January 2, 2019 8:00","2019-01-02T08:00:00",{"v":55,"d":"55.0"},42.8,{"v":28,"d":"28.0"},{"v":23,"d":"23.0"},16.78,0.0739,0.15,13.57]
["January",2,"9AM to 10AM",9,"January 2, 2019 9:00","2019-01-02T09:00:00",{"v":59,"d":"59.0"},44.7,{"v":28,"d":"28.0"},{"v":23,"d":"23.0"},17.73,0.0734,0.15,13.68]
["January",2,"10AM to 11AM",10,"January 2, 2019 10:00","2019-01-02T10:00:00",{"v":61,"d":"61.0"},45.6,{"v":28,"d":"28.0"},{"v":23,"d":"23.0"},18.21,0.0731,0.15,13.73]
["January",2,"11AM to 12PM",11,"January 2, 2019 11:00","2019-01-02T11:00:00",{"v":63,"d":"63.0"},46.2,{"v":27,"d":"27.0"},21.9,18.51,0.0728,0.14,13.78]
["January",2,"12PM to 1PM",12,"January 2, 2019 12:00","2019-01-02T12:00:00",{"v":63,"d":"63.0"},45.6,{"v":25,"d":"25.0"},19.9,18.21,0.0728,0.13,13.77]
["January",2,"1PM to 2PM",13,"January 2, 2019 13:00","2019-01-02T13:00:00",{"v":63,"d":"63.0"},46.2,{"v":27,"d":"27.0"},21.9,18.51,0.0728,0.14,13.78]
["January",2,"2PM to 3PM",14,"January 2, 2019 14:00","2019-01-02T14:00:00",64.9,47.1,{"v":27,"d":"27.0"},21.9,18.99,0.0725,0.14,13.83]
["January",2,"3PM to 4PM",15,"January 2, 2019 15:00","2019-01-02T15:00:00",64.9,47.1,{"v":27,"d":"27.0"},21.9,18.99,0.0725,0.14,13.83]
["January",2,"4PM to 5PM",16,"January 2, 2019 16:00","2019-01-02T16:00:00",{"v":64,"d":"64.0"},{"v":47,"d":"47.0"},{"v":28,"d":"28.0"},{"v":23,"d":"23.0"},18.95,0.0726,0.15,13.81]
["January",2,"5PM to 6PM",17,"January 2, 2019 17:00","2019-01-02T17:00:00",62.1,46.4,28.9,{"v":24,"d":"24.0"},18.63,0.0729,0.16,13.76]
["January",2,"6PM to 7PM",18,"January 2, 2019 18:00","2019-01-02T18:00:00",{"v":61,"d":"61.0"},46.3,{"v":30,"d":"30.0"},25.2,18.56,0.0731,0.16,13.74]
["January",2,"7PM to 8PM",19,"January 2, 2019 19:00","2019-01-02T19:00:00",57.9,44.8,{"v":30,"d":"30.0"},25.2,17.82,0.0735,0.16,13.66]
["January",2,"8PM to 9PM",20,"January 2, 2019 20:00","2019-01-02T20:00:00",{"v":57,"d":"57.0"},44.4,{"v":30,"d":"30.0"},25.2,{"v":17.6,"d":"17.60"},0.0736,0.16,13.63]
["January",2,"9PM to 10PM",21,"January 2, 2019 21:00","2019-01-02T21:00:00",{"v":54,"d":"54.0"},42.9,{"v":30,"d":"30.0"},25.2,16.86,0.0741,0.16,13.55]
["January",2,"10PM to 11PM",22,"January 2, 2019 22:00","2019-01-02T22:00:00",{"v":54,"d":"54.0"},42.9,{"v":30,"d":"30.0"},25.2,16.86,0.0741,0.16,13.55]
["January",2,"11PM to 12AM",23,"January 2, 2019 23:00","2019-01-02T23:00:00",53.1,43.2,{"v":32,"d":"32.0"},27.6,17.02,0.0742,0.18,13.53]
["January",3,"12AM to 1AM",0,"January 3, 2019 0:00","2019-01-03",53.1,42.5,{"v":30,"d":"30.0"},25.2,16.64,0.0742,0.16,13.53]
["January",3,"1AM to 2AM",1,"January 3, 2019 1:00","2019-01-03T01:00:00",{"v":52,"d":"52.0"},42.3,30.9,26.3,16.55,0.0743,0.17,{"v":13.5,"d":"13.50"}]
["January",3,"2AM to 3AM",2,"January 3, 2019 2:00","2019-01-03T02:00:00",{"v":52,"d":"52.0"},{"v":42,"d":"42.0"},{"v":30,"d":"30.0"},25.2,16.38,0.0743,0.16,{"v":13.5,"d":"13.50"}]
["January",3,"3AM to 4AM",3,"January 3, 2019 3:00","2019-01-03T03:00:00",{"v":52,"d":"52.0"},{"v":42,"d":"42.0"},{"v":30,"d":"30.0"},25.2,16.38,0.0743,0.16,{"v":13.5,"d":"13.50"}]
["January",3,"4AM to 5AM",4,"January 3, 2019 4:00","2019-01-03T04:00:00",{"v":50,"d":"50.0"},41.7,{"v":32,"d":"32.0"},27.6,16.28,0.0746,0.18,13.45]
["January",3,"5AM to 6AM",5,"January 3, 2019 5:00","2019-01-03T05:00:00",{"v":50,"d":"50.0"},41.7,{"v":32,"d":"32.0"},27.6,16.28,0.0746,0.18,13.45]
["January",3,"6AM to 7AM",6,"January 3, 2019 6:00","2019-01-03T06:00:00",{"v":50,"d":"50.0"},41.3,30.9,26.3,16.07,0.0746,0.17,13.45]
["January",3,"7AM to 8AM",7,"January 3, 2019 7:00","2019-01-03T07:00:00",51.1,41.9,30.9,26.3,16.33,0.0745,0.17,13.48]
["January",3,"8AM to 9AM",8,"January 3, 2019 8:00","2019-01-03T08:00:00",{"v":54,"d":"54.0"},43.3,30.9,26.3,17.03,0.0741,0.17,13.55]
["January",3,"9AM to 10AM",9,"January 3, 2019 9:00","2019-01-03T09:00:00",{"v":59,"d":"59.0"},45.4,{"v":30,"d":"30.0"},25.2,18.08,0.0733,0.16,13.68]
["January",3,"10AM to 11AM",10,"January 3, 2019 10:00","2019-01-03T10:00:00",{"v":61,"d":"61.0"},46.3,{"v":30,"d":"30.0"},25.2,18.56,0.0731,0.16,13.74]
["January",3,"11AM to 12PM",11,"January 3, 2019 11:00","2019-01-03T11:00:00",{"v":63,"d":"63.0"},47.2,{"v":30,"d":"30.0"},25.2,19.04,0.0728,0.16,13.79]
["January",3,"12PM to 1PM",12,"January 3, 2019 12:00","2019-01-03T12:00:00",{"v":63,"d":"63.0"},47.2,{"v":30,"d":"30.0"},25.2,19.04,0.0728,0.16,13.79]
["January",3,"1PM to 2PM",13,"January 3, 2019 13:00","2019-01-03T13:00:00",{"v":64,"d":"64.0"},47.7,{"v":30,"d":"30.0"},25.2,{"v":19.3,"d":"19.30"},0.0726,0.16,13.82]
["January",3,"2PM to 3PM",14,"January 3, 2019 14:00","2019-01-03T14:00:00",64.9,48.4,30.9,26.3,19.68,0.0725,0.17,13.84]
["January",3,"3PM to 4PM",15,"January 3, 2019 15:00","2019-01-03T15:00:00",64.9,48.4,30.9,26.3,19.68,0.0725,0.17,13.84]
["January",3,"4PM to 5PM",16,"January 3, 2019 16:00","2019-01-03T16:00:00",64.9,48.4,30.9,26.3,19.68,0.0725,0.17,13.84]
["January",3,"5PM to 6PM",17,{"$f":"A73&\" \"&B73&\", \"&$D$5&\" \"&D73&\":00\"","v":"January 3, 2019 17:00"},{"$f":"DATEVALUE(E73)+TIMEVALUE(E73)","v":"2019-01-03T17:00:00"},{"v":63,"d":"63.0"},47.9,{"v":32,"d":"32.0"},27.6,19.41,0.0728,0.18,{"v":13.8,"d":"13.80"}]
["January",3,"6PM to 7PM",{"$f":"IF(D73+1>23,0,D73+1)","v":18},"January 3, 2019 18:00","2019-01-03T18:00:00",{"v":63,"d":"63.0"},47.9,{"v":32,"d":"32.0"},27.6,19.41,0.0728,0.18,{"v":13.8,"d":"13.80"}]
["January",3,"7PM to 8PM",19,"January 3, 2019 19:00","2019-01-03T19:00:00",60.1,47.2,{"v":34,"d":"34.0"},29.9,19.07,0.0732,{"v":0.2,"d":"0.20"},13.73]
["January",3,"8PM to 9PM",20,"January 3, 2019 20:00","2019-01-03T20:00:00",{"v":57,"d":"57.0"},46.2,35.1,31.2,18.54,0.0736,{"v":0.2,"d":"0.20"},13.65]
["January",3,"9PM to 10PM",21,"January 3, 2019 21:00","2019-01-03T21:00:00",57.9,45.9,33.1,28.9,18.38,0.0735,0.19,13.67]
["January",3,"10PM to 11PM",22,"January 3, 2019 22:00","2019-01-03T22:00:00",53.1,44.7,{"v":36,"d":"36.0"},32.4,17.76,0.0741,0.21,13.55]
["January",3,"11PM to 12AM",23,"January 3, 2019 23:00","2019-01-03T23:00:00",{"v":54,"d":"54.0"},44.1,33.1,28.9,17.43,{"v":0.074,"d":"0.0740"},0.19,13.56]
["January",4,"12AM to 1AM",0,"January 4, 2019 0:00","2019-01-04",{"v":52,"d":"52.0"},43.4,{"v":34,"d":"34.0"},29.9,17.11,0.0743,{"v":0.2,"d":"0.20"},13.51]
["January",4,"1AM to 2AM",1,"January 4, 2019 1:00","2019-01-04T01:00:00",51.1,42.7,33.1,28.9,16.73,0.0745,0.19,13.49]
["January",4,"2AM to 3AM",2,"January 4, 2019 2:00","2019-01-04T02:00:00",{"v":50,"d":"50.0"},42.5,{"v":34,"d":"34.0"},29.9,16.63,0.0746,{"v":0.2,"d":"0.20"},13.46]
["January",4,"3AM to 4AM",3,"January 4, 2019 3:00","2019-01-04T03:00:00",{"v":48,"d":"48.0"},41.9,35.1,31.2,16.36,0.0749,{"v":0.2,"d":"0.20"},13.41]
["January",4,"4AM to 5AM",4,"January 4, 2019 4:00","2019-01-04T04:00:00",{"v":46,"d":"46.0"},40.9,35.1,31.2,15.88,0.0752,{"v":0.2,"d":"0.20"},13.36]
["January",4,"5AM to 6AM",5,"January 4, 2019 5:00","2019-01-04T05:00:00",{"v":46,"d":"46.0"},40.9,35.1,31.2,15.88,0.0752,{"v":0.2,"d":"0.20"},13.36]
["January",4,"6AM to 7AM",6,"January 4, 2019 6:00","2019-01-04T06:00:00",{"v":45,"d":"45.0"},40.3,35.1,31.2,15.62,0.0753,{"v":0.2,"d":"0.20"},13.33]
["January",4,"7AM to 8AM",7,"January 4, 2019 7:00","2019-01-04T07:00:00",{"v":45,"d":"45.0"},39.9,{"v":34,"d":"34.0"},29.9,15.42,0.0754,{"v":0.2,"d":"0.20"},13.33]
["January",4,"8AM to 9AM",8,"January 4, 2019 8:00","2019-01-04T08:00:00",{"v":48,"d":"48.0"},42.3,{"v":36,"d":"36.0"},32.4,16.54,0.0749,0.21,13.42]
["January",4,"9AM to 10AM",9,"January 4, 2019 9:00","2019-01-04T09:00:00",{"v":52,"d":"52.0"},44.2,{"v":36,"d":"36.0"},32.4,{"v":17.5,"d":"17.50"},0.0743,0.21,13.52]
["January",4,"10AM to 11AM",10,"January 4, 2019 10:00","2019-01-04T10:00:00",{"v":54,"d":"54.0"},45.1,{"v":36,"d":"36.0"},32.4,17.98,{"v":0.074,"d":"0.0740"},0.21,13.57]
["January",4,"11AM to 12PM",11,"January 4, 2019 11:00","2019-01-04T11:00:00",{"v":57,"d":"57.0"},46.6,{"v":36,"d":"36.0"},32.4,18.72,0.0736,0.21,13.65]
["January",4,"12PM to 1PM",12,"January 4, 2019 12:00","2019-01-04T12:00:00",{"v":61,"d":"61.0"},48.3,{"v":36,"d":"36.0"},32.4,19.67,{"v":0.073,"d":"0.0730"},0.21,13.76]
["January",4,"1PM to 2PM",13,"January 4, 2019 13:00","2019-01-04T13:00:00",{"v":63,"d":"63.0"},49.2,{"v":36,"d":"36.0"},32.4,20.15,0.0727,0.21,13.81]
["January",4,"2PM to 3PM",14,"January 4, 2019 14:00","2019-01-04T14:00:00",64.9,49.8,35.1,31.2,20.45,0.0725,{"v":0.2,"d":"0.20"},13.86]
["January",4,"3PM to 4PM",15,"January 4, 2019 15:00","2019-01-04T15:00:00",{"v":66,"d":"66.0"},50.2,35.1,31.2,20.72,0.0723,{"v":0.2,"d":"0.20"},13.89]
["January",4,"4PM to 5PM",16,"January 4, 2019 16:00","2019-01-04T16:00:00",{"v":66,"d":"66.0"},49.9,{"v":34,"d":"34.0"},29.9,20.51,0.0723,{"v":0.2,"d":"0.20"},13.88]
["January",4,"5PM to 6PM",17,"January 4, 2019 17:00","2019-01-04T17:00:00",{"v":63,"d":"63.0"},48.5,{"v":34,"d":"34.0"},29.9,19.77,0.0728,{"v":0.2,"d":"0.20"},{"v":13.8,"d":"13.80"}]
["January",4,"6PM to 7PM",18,"January 4, 2019 18:00","2019-01-04T18:00:00",{"v":61,"d":"61.0"},47.6,{"v":34,"d":"34.0"},29.9,19.29,{"v":0.073,"d":"0.0730"},{"v":0.2,"d":"0.20"},13.75]
["January",4,"7PM to 8PM",19,"January 4, 2019 19:00","2019-01-04T19:00:00",{"v":59,"d":"59.0"},46.7,{"v":34,"d":"34.0"},29.9,18.81,0.0733,{"v":0.2,"d":"0.20"},{"v":13.7,"d":"13.70"}]
["January",4,"8PM to 9PM",20,"January 4, 2019 20:00","2019-01-04T20:00:00",57.9,{"v":47,"d":"47.0"},{"v":36,"d":"36.0"},32.4,18.93,0.0734,0.21,13.68]
["January",4,"9PM to 10PM",21,"January 4, 2019 21:00","2019-01-04T21:00:00",{"v":54,"d":"54.0"},45.1,{"v":36,"d":"36.0"},32.4,17.98,{"v":0.074,"d":"0.0740"},0.21,13.57]
["January",4,"10PM to 11PM",22,"January 4, 2019 22:00","2019-01-04T22:00:00",{"v":52,"d":"52.0"},44.6,{"v":37,"d":"37.0"},33.8,17.72,0.0743,0.22,13.53]
["January",4,"11PM to 12AM",23,"January 4, 2019 23:00","2019-01-04T23:00:00",48.9,43.1,{"v":37,"d":"37.0"},33.8,16.98,0.0747,0.22,13.44]
["January",5,"12AM to 1AM",0,"January 5, 2019 0:00","2019-01-05",{"v":50,"d":"50.0"},43.2,{"v":36,"d":"36.0"},32.4,17.02,0.0746,0.21,13.47]
["January",5,"1AM to 2AM",1,"January 5, 2019 1:00","2019-01-05T01:00:00",48.9,42.7,{"v":36,"d":"36.0"},32.4,16.76,0.0747,0.21,13.44]
["January",5,"2AM to 3AM",2,"January 5, 2019 2:00","2019-01-05T02:00:00",46.9,41.7,{"v":36,"d":"36.0"},32.4,16.28,{"v":0.075,"d":"0.0750"},0.21,13.39]
["January",5,"3AM to 4AM",3,"January 5, 2019 3:00","2019-01-05T03:00:00",{"v":45,"d":"45.0"},39.6,33.1,28.9,15.25,0.0754,0.19,13.32]
["January",5,"4AM to 5AM",4,"January 5, 2019 4:00","2019-01-05T04:00:00",{"v":46,"d":"46.0"},38.5,28.9,{"v":24,"d":"24.0"},14.76,0.0752,0.16,13.34]
["January",5,"5AM to 6AM",5,"January 5, 2019 5:00","2019-01-05T05:00:00",44.1,37.9,{"v":30,"d":"30.0"},25.2,14.47,0.0755,0.16,13.29]
["January",5,"6AM to 7AM",6,"January 5, 2019 6:00","2019-01-05T06:00:00",44.1,37.5,28.9,{"v":24,"d":"24.0"},14.28,0.0755,0.16,13.29]
["January",5,"7AM to 8AM",7,"January 5, 2019 7:00","2019-01-05T07:00:00",{"v":43,"d":"43.0"},37.7,30.9,26.3,14.37,0.0757,0.17,13.26]
["January",5,"8AM to 9AM",8,"January 5, 2019 8:00","2019-01-05T08:00:00",51.1,39.2,{"v":23,"d":"23.0"},18.1,15.07,0.0745,0.12,13.45]
["January",5,"9AM to 10AM",9,"January 5, 2019 9:00","2019-01-05T09:00:00",53.1,40.5,24.1,19.1,15.69,0.0742,0.12,13.51]
["January",5,"10AM to 11AM",10,"January 5, 2019 10:00","2019-01-05T10:00:00",{"v":57,"d":"57.0"},42.5,24.1,19.1,16.65,0.0737,0.12,13.61]
["January",5,"11AM to 12PM",11,"January 5, 2019 11:00","2019-01-05T11:00:00",60.1,43.4,21.9,17.2,{"v":17.1,"d":"17.10"},0.0732,0.11,13.69]
["January",5,"12PM to 1PM",12,"January 5, 2019 12:00","2019-01-05T12:00:00",62.1,43.3,17.1,13.6,17.01,{"v":0.073,"d":"0.0730"},0.09,13.73]
["January",5,"1PM to 2PM",13,"January 5, 2019 13:00","2019-01-05T13:00:00",{"v":64,"d":"64.0"},44.2,17.1,13.6,17.49,0.0727,0.09,13.78]
["January",5,"2PM to 3PM",14,"January 5, 2019 14:00","2019-01-05T14:00:00",{"v":63,"d":"63.0"},43.9,{"v":18,"d":"18.0"},14.2,17.33,0.0729,0.09,13.75]
["January",5,"3PM to 4PM",15,"January 5, 2019 15:00","2019-01-05T15:00:00",{"v":63,"d":"63.0"},43.9,{"v":18,"d":"18.0"},14.2,17.33,0.0729,0.09,13.75]
["January",5,"4PM to 5PM",16,"January 5, 2019 16:00","2019-01-05T16:00:00",{"v":63,"d":"63.0"},44.1,{"v":19,"d":"19.0"},{"v":15,"d":"15.0"},17.44,0.0728,{"v":0.1,"d":"0.10"},13.76]
["January",5,"5PM to 6PM",17,"January 5, 2019 17:00","2019-01-05T17:00:00",60.1,43.2,{"v":21,"d":"21.0"},16.5,16.98,0.0732,0.11,13.69]
["January",5,"6PM to 7PM",18,"January 5, 2019 18:00","2019-01-05T18:00:00",57.9,42.2,{"v":21,"d":"21.0"},16.5,16.46,0.0735,0.11,13.63]
["January",5,"7PM to 8PM",19,"January 5, 2019 19:00","2019-01-05T19:00:00",{"v":55,"d":"55.0"},42.1,26.1,20.9,16.46,0.0739,0.14,13.57]
["January",5,"8PM to 9PM",20,"January 5, 2019 20:00","2019-01-05T20:00:00",{"v":54,"d":"54.0"},{"v":41,"d":"41.0"},24.1,19.1,15.91,0.0741,0.12,13.53]
["January",5,"9PM to 10PM",21,"January 5, 2019 21:00","2019-01-05T21:00:00",{"v":54,"d":"54.0"},{"v":41,"d":"41.0"},24.1,19.1,15.91,0.0741,0.12,13.53]
["January",5,"10PM to 11PM",22,"January 5, 2019 22:00","2019-01-05T22:00:00",{"v":50,"d":"50.0"},39.9,{"v":27,"d":"27.0"},21.9,15.39,0.0747,0.14,13.44]
["January",5,"11PM to 12AM",23,"January 5, 2019 23:00","2019-01-05T23:00:00",48.9,{"v":39,"d":"39.0"},26.1,20.9,14.98,0.0748,0.14,13.41]
["January",6,"12AM to 1AM",0,"January 6, 2019 0:00","2019-01-06",46.9,{"v":38,"d":"38.0"},26.1,20.9,14.51,0.0751,0.14,13.35]
["January",6,"1AM to 2AM",1,"January 6, 2019 1:00","2019-01-06T01:00:00",{"v":46,"d":"46.0"},36.8,24.1,19.1,{"v":14,"d":"14.00"},0.0753,0.12,13.32]
["January",6,"2AM to 3AM",2,"January 6, 2019 2:00","2019-01-06T02:00:00",{"v":45,"d":"45.0"},36.9,26.1,20.9,14.03,0.0754,0.14,{"v":13.3,"d":"13.30"}]
["January",6,"3AM to 4AM",3,"January 6, 2019 3:00","2019-01-06T03:00:00",{"v":46,"d":"46.0"},36.5,{"v":23,"d":"23.0"},18.1,13.85,0.0753,0.12,13.32]
["January",6,"4AM to 5AM",4,"January 6, 2019 4:00","2019-01-06T04:00:00",{"v":43,"d":"43.0"},35.5,{"v":25,"d":"25.0"},19.9,13.39,0.0757,0.13,13.25]
["January",6,"5AM to 6AM",5,"January 6, 2019 5:00","2019-01-06T05:00:00",42.1,{"v":35,"d":"35.0"},{"v":25,"d":"25.0"},19.9,13.17,0.0758,0.13,13.22]
["January",6,"6AM to 7AM",6,"January 6, 2019 6:00","2019-01-06T06:00:00",42.1,{"v":35,"d":"35.0"},{"v":25,"d":"25.0"},19.9,13.17,0.0758,0.13,13.22]
["January",6,"7AM to 8AM",7,"January 6, 2019 7:00","2019-01-06T07:00:00",{"v":43,"d":"43.0"},35.5,{"v":25,"d":"25.0"},19.9,13.39,0.0757,0.13,13.25]
["January",6,"8AM to 9AM",8,"January 6, 2019 8:00","2019-01-06T08:00:00",44.1,{"v":36,"d":"36.0"},{"v":25,"d":"25.0"},19.9,13.65,0.0755,0.13,13.27]
["January",6,"9AM to 10AM",9,{"$f":"A137&\" \"&B137&\", \"&$D$5&\" \"&D137&\":00\"","v":"January 6, 2019 9:00"},{"$f":"DATEVALUE(E137)+TIMEVALUE(E137)","v":"2019-01-06T09:00:00"},{"v":48,"d":"48.0"},38.5,26.1,20.9,14.77,{"v":0.075,"d":"0.0750"},0.14,13.38]
["January",6,"10AM to 11AM",{"$f":"IF(D137+1>23,0,D137+1)","v":10},"January 6, 2019 10:00","2019-01-06T10:00:00",{"v":54,"d":"54.0"},{"v":41,"d":"41.0"},24.1,19.1,15.91,0.0741,0.12,13.53]
["January",6,"11AM to 12PM",11,"January 6, 2019 11:00","2019-01-06T11:00:00",57.9,42.7,{"v":23,"d":"23.0"},18.1,16.72,0.0735,0.12,13.63]
["January",6,"12PM to 1PM",12,"January 6, 2019 12:00","2019-01-06T12:00:00",60.1,{"v":44,"d":"44.0"},24.1,19.1,17.39,0.0732,0.12,13.69]
["January",6,"1PM to 2PM",13,"January 6, 2019 13:00","2019-01-06T13:00:00",62.1,44.7,{"v":23,"d":"23.0"},18.1,17.72,{"v":0.073,"d":"0.0730"},0.12,13.74]
["January",6,"2PM to 3PM",14,"January 6, 2019 14:00","2019-01-06T14:00:00",64.9,45.5,{"v":21,"d":"21.0"},16.5,18.16,0.0726,0.11,13.81]
["January",6,"3PM to 4PM",15,"January 6, 2019 15:00","2019-01-06T15:00:00",64.9,45.5,{"v":21,"d":"21.0"},16.5,18.16,0.0726,0.11,13.81]
["January",6,"4PM to 5PM",16,"January 6, 2019 16:00","2019-01-06T16:00:00",{"v":66,"d":"66.0"},{"v":46,"d":"46.0"},{"v":21,"d":"21.0"},16.5,18.42,0.0724,0.11,13.84]
["January",6,"5PM to 6PM",17,"January 6, 2019 17:00","2019-01-06T17:00:00",{"v":63,"d":"63.0"},44.8,21.9,17.2,17.79,0.0728,0.11,13.76]
["January",6,"6PM to 7PM",18,"January 6, 2019 18:00","2019-01-06T18:00:00",60.1,{"v":44,"d":"44.0"},24.1,19.1,17.39,0.0732,0.12,13.69]
["January",6,"7PM to 8PM",19,"January 6, 2019 19:00","2019-01-06T19:00:00",{"v":57,"d":"57.0"},43.4,{"v":27,"d":"27.0"},21.9,17.08,0.0736,0.14,13.62]
["January",6,"8PM to 9PM",20,"January 6, 2019 20:00","2019-01-06T20:00:00",{"v":55,"d":"55.0"},43.5,{"v":30,"d":"30.0"},25.2,17.12,0.0739,0.16,13.58]
["January",6,"9PM to 10PM",21,"January 6, 2019 21:00","2019-01-06T21:00:00",53.1,42.5,{"v":30,"d":"30.0"},25.2,16.64,0.0742,0.16,13.53]
["January",6,"10PM to 11PM",22,"January 6, 2019 22:00","2019-01-06T22:00:00",{"v":52,"d":"52.0"},41.6,28.9,{"v":24,"d":"24.0"},16.19,0.0744,0.16,{"v":13.5,"d":"13.50"}]
["January",6,"11PM to 12AM",23,"January 6, 2019 23:00","2019-01-06T23:00:00",{"v":50,"d":"50.0"},{"v":41,"d":"41.0"},{"v":30,"d":"30.0"},25.2,{"v":15.9,"d":"15.90"},0.0746,0.16,13.45]
["January",7,"12AM to 1AM",0,"January 7, 2019 0:00","2019-01-07",48.9,{"v":40,"d":"40.0"},28.9,{"v":24,"d":"24.0"},15.45,0.0748,0.16,13.41]
["January",7,"1AM to 2AM",1,"January 7, 2019 1:00","2019-01-07T01:00:00",48.9,40.4,{"v":30,"d":"30.0"},25.2,15.64,0.0748,0.16,13.42]
["January",7,"2AM to 3AM",2,"January 7, 2019 2:00","2019-01-07T02:00:00",{"v":48,"d":"48.0"},{"v":40,"d":"40.0"},{"v":30,"d":"30.0"},25.2,15.43,0.0749,0.16,13.39]
["January",7,"3AM to 4AM",3,"January 7, 2019 3:00","2019-01-07T03:00:00",46.9,38.7,{"v":28,"d":"28.0"},{"v":23,"d":"23.0"},14.82,0.0751,0.15,13.36]
["January",7,"4AM to 5AM",4,"January 7, 2019 4:00","2019-01-07T04:00:00",{"v":45,"d":"45.0"},38.4,{"v":30,"d":"30.0"},25.2,14.69,0.0754,0.16,13.31]
["January",7,"5AM to 6AM",5,"January 7, 2019 5:00","2019-01-07T05:00:00",{"v":45,"d":"45.0"},38.4,{"v":30,"d":"30.0"},25.2,14.69,0.0754,0.16,13.31]
["January",7,"6AM to 7AM",6,"January 7, 2019 6:00","2019-01-07T06:00:00",{"v":45,"d":"45.0"},38.7,30.9,26.3,14.85,0.0754,0.17,13.32]
["January",7,"7AM to 8AM",7,"January 7, 2019 7:00","2019-01-07T07:00:00",44.1,38.2,30.9,26.3,14.64,0.0755,0.17,13.29]
["January",7,"8AM to 9AM",8,"January 7, 2019 8:00","2019-01-07T08:00:00",46.9,39.4,{"v":30,"d":"30.0"},25.2,15.17,0.0751,0.16,13.37]
["January",7,"9AM to 10AM",9,"January 7, 2019 9:00","2019-01-07T09:00:00",53.1,41.8,{"v":28,"d":"28.0"},{"v":23,"d":"23.0"},{"v":16.3,"d":"16.30"},0.0742,0.15,13.52]
["January",7,"10AM to 11AM",10,"January 7, 2019 10:00","2019-01-07T10:00:00",{"v":57,"d":"57.0"},43.7,{"v":28,"d":"28.0"},{"v":23,"d":"23.0"},17.26,0.0736,0.15,13.63]
["January",7,"11AM to 12PM",11,"January 7, 2019 11:00","2019-01-07T11:00:00",62.1,46.8,{"v":30,"d":"30.0"},25.2,18.82,0.0729,0.16,13.76]
["January",7,"12PM to 1PM",12,"January 7, 2019 12:00","2019-01-07T12:00:00",64.9,48.1,{"v":30,"d":"30.0"},25.2,19.51,0.0725,0.16,13.84]
["January",7,"1PM to 2PM",13,"January 7, 2019 13:00","2019-01-07T13:00:00",{"v":68,"d":"68.0"},49.4,{"v":30,"d":"30.0"},25.2,20.25,0.0721,0.16,13.92]
["January",7,"2PM to 3PM",14,"January 7, 2019 14:00","2019-01-07T14:00:00",{"v":70,"d":"70.0"},50.6,30.9,26.3,{"v":20.9,"d":"20.90"},0.0718,0.17,13.98]
["January",7,"3PM to 4PM",15,"January 7, 2019 15:00","2019-01-07T15:00:00",{"v":72,"d":"72.0"},51.8,{"v":32,"d":"32.0"},27.6,21.59,0.0715,0.18,14.03]
["January",7,"4PM to 5PM",16,"January 7, 2019 16:00","2019-01-07T16:00:00",71.1,51.7,33.1,28.9,21.56,0.0717,0.19,14.01]
["January",7,"5PM to 6PM",17,"January 7, 2019 17:00","2019-01-07T17:00:00",{"v":68,"d":"68.0"},50.4,33.1,28.9,20.82,0.0721,0.19,13.93]
["January",7,"6PM to 7PM",18,"January 7, 2019 18:00","2019-01-07T18:00:00",{"v":66,"d":"66.0"},49.9,{"v":34,"d":"34.0"},29.9,20.51,0.0723,{"v":0.2,"d":"0.20"},13.88]
["January",7,"7PM to 8PM",19,"January 7, 2019 19:00","2019-01-07T19:00:00",{"v":63,"d":"63.0"},49.2,{"v":36,"d":"36.0"},32.4,20.15,0.0727,0.21,13.81]
["January",7,"8PM to 9PM",20,"January 7, 2019 20:00","2019-01-07T20:00:00",62.1,48.8,{"v":36,"d":"36.0"},32.4,19.94,0.0729,0.21,13.79]
["January",7,"9PM to 10PM",21,"January 7, 2019 21:00","2019-01-07T21:00:00",57.9,{"v":47,"d":"47.0"},{"v":36,"d":"36.0"},32.4,18.93,0.0734,0.21,13.68]
["January",7,"10PM to 11PM",22,"January 7, 2019 22:00","2019-01-07T22:00:00",{"v":59,"d":"59.0"},47.5,{"v":36,"d":"36.0"},32.4,{"v":19.2,"d":"19.20"},0.0733,0.21,13.71]
["January",7,"11PM to 12AM",23,"January 7, 2019 23:00","2019-01-07T23:00:00",55.9,46.5,{"v":37,"d":"37.0"},33.8,18.68,0.0737,0.22,13.63]
["January",8,"12AM to 1AM",0,"January 8, 2019 0:00","2019-01-08",{"v":55,"d":"55.0"},45.6,{"v":36,"d":"36.0"},32.4,18.24,0.0739,0.21,{"v":13.6,"d":"13.60"}]
["January",8,"1AM to 2AM",1,"January 8, 2019 1:00","2019-01-08T01:00:00",53.1,44.4,35.1,31.2,17.58,0.0742,{"v":0.2,"d":"0.20"},13.55]
["January",8,"2AM to 3AM",2,"January 8, 2019 2:00","2019-01-08T02:00:00",{"v":54,"d":"54.0"},45.1,{"v":36,"d":"36.0"},32.4,17.98,{"v":0.074,"d":"0.0740"},0.21,13.57]
["January",8,"3AM to 4AM",3,"January 8, 2019 3:00","2019-01-08T03:00:00",51.1,43.4,35.1,31.2,{"v":17.1,"d":"17.10"},0.0744,{"v":0.2,"d":"0.20"},13.49]
["January",8,"4AM to 5AM",4,"January 8, 2019 4:00","2019-01-08T04:00:00",{"v":50,"d":"50.0"},43.2,{"v":36,"d":"36.0"},32.4,17.02,0.0746,0.21,13.47]
["January",8,"5AM to 6AM",5,"January 8, 2019 5:00","2019-01-08T05:00:00",48.9,42.7,{"v":36,"d":"36.0"},32.4,16.76,0.0747,0.21,13.44]
["January",8,"6AM to 7AM",6,"January 8, 2019 6:00","2019-01-08T06:00:00",{"v":48,"d":"48.0"},42.3,{"v":36,"d":"36.0"},32.4,16.54,0.0749,0.21,13.42]
["January",8,"7AM to 8AM",7,"January 8, 2019 7:00","2019-01-08T07:00:00",{"v":48,"d":"48.0"},41.9,35.1,31.2,16.36,0.0749,{"v":0.2,"d":"0.20"},13.41]
["January",8,"8AM to 9AM",8,"January 8, 2019 8:00","2019-01-08T08:00:00",{"v":54,"d":"54.0"},45.1,{"v":36,"d":"36.0"},32.4,17.98,{"v":0.074,"d":"0.0740"},0.21,13.57]
["January",8,"9AM to 10AM",9,"January 8, 2019 9:00","2019-01-08T09:00:00",{"v":59,"d":"59.0"},47.5,{"v":36,"d":"36.0"},32.4,{"v":19.2,"d":"19.20"},0.0733,0.21,13.71]
["January",8,"10AM to 11AM",10,"January 8, 2019 10:00","2019-01-08T10:00:00",{"v":66,"d":"66.0"},50.5,{"v":36,"d":"36.0"},32.4,20.89,0.0723,0.21,13.89]
["January",8,"11AM to 12PM",11,"January 8, 2019 11:00","2019-01-08T11:00:00",71.1,52.7,{"v":36,"d":"36.0"},32.4,22.11,0.0716,0.21,14.03]
["January",8,"12PM to 1PM",12,"January 8, 2019 12:00","2019-01-08T12:00:00",73.9,53.8,{"v":36,"d":"36.0"},32.4,22.81,0.0712,0.21,{"v":14.1,"d":"14.10"}]
["January",8,"1PM to 2PM",13,"January 8, 2019 13:00","2019-01-08T13:00:00",{"v":79,"d":"79.0"},55.5,35.1,31.2,23.85,0.0706,{"v":0.2,"d":"0.20"},14.23]
["January",8,"2PM to 3PM",14,"January 8, 2019 14:00","2019-01-08T14:00:00",{"v":81,"d":"81.0"},56.3,35.1,31.2,24.33,0.0703,{"v":0.2,"d":"0.20"},14.28]
["January",8,"3PM to 4PM",15,"January 8, 2019 15:00","2019-01-08T15:00:00",80.1,55.6,{"v":34,"d":"34.0"},29.9,23.91,0.0705,{"v":0.2,"d":"0.20"},14.26]
["January",8,"4PM to 5PM",16,"January 8, 2019 16:00","2019-01-08T16:00:00",80.1,55.6,{"v":34,"d":"34.0"},29.9,23.91,0.0705,{"v":0.2,"d":"0.20"},14.26]
["January",8,"5PM to 6PM",17,"January 8, 2019 17:00","2019-01-08T17:00:00",73.9,54.9,{"v":39,"d":"39.0"},36.6,23.47,0.0712,0.24,14.11]
["January",8,"6PM to 7PM",18,"January 8, 2019 18:00","2019-01-08T18:00:00",71.1,53.7,{"v":39,"d":"39.0"},36.6,22.77,0.0716,0.24,14.04]
["January",8,"7PM to 8PM",19,"January 8, 2019 19:00","2019-01-08T19:00:00",69.1,52.9,{"v":39,"d":"39.0"},36.6,22.29,0.0719,0.24,13.99]
["January",8,"8PM to 9PM",20,"January 8, 2019 20:00","2019-01-08T20:00:00",62.1,51.2,42.1,41.2,21.31,0.0728,0.27,13.82]
["January",8,"9PM to 10PM",21,"January 8, 2019 21:00","2019-01-08T21:00:00",62.1,{"v":50,"d":"50.0"},{"v":39,"d":"39.0"},36.6,20.59,0.0728,0.24,{"v":13.8,"d":"13.80"}]
["January",8,"10PM to 11PM",22,"January 8, 2019 22:00","2019-01-08T22:00:00",60.1,48.7,37.9,{"v":35,"d":"35.0"},19.87,0.0731,0.23,13.74]
["January",8,"11PM to 12AM",23,"January 8, 2019 23:00","2019-01-08T23:00:00",57.9,47.4,{"v":37,"d":"37.0"},33.8,19.16,0.0734,0.22,13.68]
["January",9,"12AM to 1AM",0,"January 9, 2019 0:00","2019-01-09",{"v":57,"d":"57.0"},{"v":47,"d":"47.0"},{"v":37,"d":"37.0"},33.8,18.94,0.0736,0.22,13.66]
["January",9,"1AM to 2AM",1,{"$f":"A201&\" \"&B201&\", \"&$D$5&\" \"&D201&\":00\"","v":"January 9, 2019 1:00"},{"$f":"DATEVALUE(E201)+TIMEVALUE(E201)","v":"2019-01-09T01:00:00"},{"v":57,"d":"57.0"},47.3,37.9,{"v":35,"d":"35.0"},19.13,0.0736,0.23,13.66]
["January",9,"2AM to 3AM",{"$f":"IF(D201+1>23,0,D201+1)","v":2},"January 9, 2019 2:00","2019-01-09T02:00:00",55.9,46.5,{"v":37,"d":"37.0"},33.8,18.68,0.0737,0.22,13.63]
["January",9,"3AM to 4AM",3,"January 9, 2019 3:00","2019-01-09T03:00:00",{"v":54,"d":"54.0"},45.6,{"v":37,"d":"37.0"},33.8,{"v":18.2,"d":"18.20"},{"v":0.074,"d":"0.0740"},0.22,13.58]
["January",9,"4AM to 5AM",4,"January 9, 2019 4:00","2019-01-09T04:00:00",53.1,44.7,{"v":36,"d":"36.0"},32.4,17.76,0.0741,0.21,13.55]
["January",9,"5AM to 6AM",5,"January 9, 2019 5:00","2019-01-09T05:00:00",{"v":57,"d":"57.0"},46.2,35.1,31.2,18.54,0.0736,{"v":0.2,"d":"0.20"},13.65]
["January",9,"6AM to 7AM",6,"January 9, 2019 6:00","2019-01-09T06:00:00",{"v":54,"d":"54.0"},44.8,35.1,31.2,{"v":17.8,"d":"17.80"},{"v":0.074,"d":"0.0740"},{"v":0.2,"d":"0.20"},13.57]
["January",9,"7AM to 8AM",7,"January 9, 2019 7:00","2019-01-09T07:00:00",53.1,44.7,{"v":36,"d":"36.0"},32.4,17.76,0.0741,0.21,13.55]
["January",9,"8AM to 9AM",8,"January 9, 2019 8:00","2019-01-09T08:00:00",{"v":57,"d":"57.0"},46.6,{"v":36,"d":"36.0"},32.4,18.72,0.0736,0.21,13.65]
["January",9,"9AM to 10AM",9,"January 9, 2019 9:00","2019-01-09T09:00:00",{"v":61,"d":"61.0"},48.3,{"v":36,"d":"36.0"},32.4,19.67,{"v":0.073,"d":"0.0730"},0.21,13.76]
["January",9,"10AM to 11AM",10,"January 9, 2019 10:00","2019-01-09T10:00:00",{"v":64,"d":"64.0"},49.4,35.1,31.2,20.24,0.0726,{"v":0.2,"d":"0.20"},13.84]
["January",9,"11AM to 12PM",11,"January 9, 2019 11:00","2019-01-09T11:00:00",{"v":68,"d":"68.0"},51.1,35.1,31.2,{"v":21.2,"d":"21.20"},0.0721,{"v":0.2,"d":"0.20"},13.94]
["January",9,"12PM to 1PM",12,"January 9, 2019 12:00","2019-01-09T12:00:00",{"v":70,"d":"70.0"},51.9,35.1,31.2,21.67,0.0718,{"v":0.2,"d":"0.20"},13.99]
["January",9,"1PM to 2PM",13,"January 9, 2019 13:00","2019-01-09T13:00:00",71.1,52.7,{"v":36,"d":"36.0"},32.4,22.11,0.0716,0.21,14.03]
["January",9,"2PM to 3PM",14,"January 9, 2019 14:00","2019-01-09T14:00:00",{"v":72,"d":"72.0"},{"v":53,"d":"53.0"},{"v":36,"d":"36.0"},32.4,22.33,0.0715,0.21,14.05]
["January",9,"3PM to 4PM",15,"January 9, 2019 15:00","2019-01-09T15:00:00",{"v":72,"d":"72.0"},{"v":53,"d":"53.0"},{"v":36,"d":"36.0"},32.4,22.33,0.0715,0.21,14.05]
["January",9,"4PM to 5PM",16,"January 9, 2019 16:00","2019-01-09T16:00:00",71.1,54.1,39.9,37.9,22.97,0.0716,0.25,14.04]
["January",9,"5PM to 6PM",17,"January 9, 2019 17:00","2019-01-09T17:00:00",66.9,53.2,42.1,41.2,22.49,0.0721,0.27,13.94]
["January",9,"6PM to 7PM",18,"January 9, 2019 18:00","2019-01-09T18:00:00",66.9,52.4,39.9,37.9,21.97,0.0722,0.25,13.93]
["January",9,"7PM to 8PM",19,"January 9, 2019 19:00","2019-01-09T19:00:00",{"v":64,"d":"64.0"},51.6,{"v":41,"d":"41.0"},39.5,21.53,0.0725,0.26,13.86]
["January",9,"8PM to 9PM",20,"January 9, 2019 20:00","2019-01-09T20:00:00",62.1,51.2,42.1,41.2,21.31,0.0728,0.27,13.82]
["January",9,"9PM to 10PM",21,"January 9, 2019 21:00","2019-01-09T21:00:00",60.1,49.9,{"v":41,"d":"41.0"},39.5,20.57,0.0731,0.26,13.76]
["January",9,"10PM to 11PM",22,"January 9, 2019 22:00","2019-01-09T22:00:00",{"v":61,"d":"61.0"},49.1,37.9,{"v":35,"d":"35.0"},20.09,{"v":0.073,"d":"0.0730"},0.23,13.77]
["January",9,"11PM to 12AM",23,"January 9, 2019 23:00","2019-01-09T23:00:00",60.1,49.9,{"v":41,"d":"41.0"},39.5,20.57,0.0731,0.26,13.76]
["January",10,"12AM to 1AM",0,"January 10, 2019 0:00","2019-01-10",{"v":61,"d":"61.0"},49.9,39.9,37.9,20.53,{"v":0.073,"d":"0.0730"},0.25,13.78]
["January",10,"1AM to 2AM",1,"January 10, 2019 1:00","2019-01-10T01:00:00",60.1,49.5,39.9,37.9,20.31,0.0731,0.25,13.75]
["January",10,"2AM to 3AM",2,"January 10, 2019 2:00","2019-01-10T02:00:00",{"v":59,"d":"59.0"},{"v":49,"d":"49.0"},39.9,37.9,20.05,0.0733,0.25,13.72]
["January",10,"3AM to 4AM",3,"January 10, 2019 3:00","2019-01-10T03:00:00",57.9,48.5,39.9,37.9,19.79,0.0734,0.25,{"v":13.7,"d":"13.70"}]
["January",10,"4AM to 5AM",4,"January 10, 2019 4:00","2019-01-10T04:00:00",{"v":57,"d":"57.0"},47.8,{"v":39,"d":"39.0"},36.6,19.36,0.0735,0.24,13.67]
["January",10,"5AM to 6AM",5,"January 10, 2019 5:00","2019-01-10T05:00:00",55.9,47.3,{"v":39,"d":"39.0"},36.6,{"v":19.1,"d":"19.10"},0.0737,0.24,13.64]
["January",10,"6AM to 7AM",6,"January 10, 2019 6:00","2019-01-10T06:00:00",{"v":57,"d":"57.0"},47.8,{"v":39,"d":"39.0"},36.6,19.36,0.0735,0.24,13.67]
["January",10,"7AM to 8AM",7,"January 10, 2019 7:00","2019-01-10T07:00:00",55.9,47.6,39.9,37.9,19.31,0.0737,0.25,13.64]
["January",10,"8AM to 9AM",8,"January 10, 2019 8:00","2019-01-10T08:00:00",57.9,48.5,39.9,37.9,19.79,0.0734,0.25,{"v":13.7,"d":"13.70"}]
["January",10,"9AM to 10AM",9,"January 10, 2019 9:00","2019-01-10T09:00:00",{"v":61,"d":"61.0"},49.9,39.9,37.9,20.53,{"v":0.073,"d":"0.0730"},0.25,13.78]
["January",10,"10AM to 11AM",10,"January 10, 2019 10:00","2019-01-10T10:00:00",{"v":63,"d":"63.0"},50.4,{"v":39,"d":"39.0"},36.6,{"v":20.8,"d":"20.80"},0.0727,0.24,13.82]
["January",10,"11AM to 12PM",11,"January 10, 2019 11:00","2019-01-10T11:00:00",{"v":66,"d":"66.0"},{"v":52,"d":"52.0"},39.9,37.9,21.75,0.0723,0.25,13.91]
["January",10,"12PM to 1PM",12,"January 10, 2019 12:00","2019-01-10T12:00:00",{"v":68,"d":"68.0"},52.1,37.9,{"v":35,"d":"35.0"},21.79,{"v":0.072,"d":"0.0720"},0.23,13.95]
["January",10,"1PM to 2PM",13,"January 10, 2019 13:00","2019-01-10T13:00:00",{"v":72,"d":"72.0"},53.4,{"v":37,"d":"37.0"},33.8,22.55,0.0715,0.22,14.05]
["January",10,"2PM to 3PM",14,"January 10, 2019 14:00","2019-01-10T14:00:00",{"v":72,"d":"72.0"},53.4,{"v":37,"d":"37.0"},33.8,22.55,0.0715,0.22,14.05]
["January",10,"3PM to 4PM",15,"January 10, 2019 15:00","2019-01-10T15:00:00",73.9,54.9,{"v":39,"d":"39.0"},36.6,23.47,0.0712,0.24,14.11]
["January",10,"4PM to 5PM",16,"January 10, 2019 16:00","2019-01-10T16:00:00",66.9,54.1,44.1,44.5,{"v":23,"d":"23.00"},0.0721,0.29,13.95]
["January",10,"5PM to 6PM",17,"January 10, 2019 17:00","2019-01-10T17:00:00",{"v":63,"d":"63.0"},54.8,48.9,53.6,23.45,0.0726,0.35,13.88]
["January",10,"6PM to 7PM",18,"January 10, 2019 18:00","2019-01-10T18:00:00",{"v":63,"d":"63.0"},53.4,{"v":46,"d":"46.0"},{"v":48,"d":"48.0"},22.59,0.0726,0.31,13.86]
["January",10,"7PM to 8PM",19,"January 10, 2019 19:00","2019-01-10T19:00:00",{"v":61,"d":"61.0"},{"v":53,"d":"53.0"},46.9,49.7,22.37,0.0729,0.32,13.81]
["January",10,"8PM to 9PM",20,"January 10, 2019 20:00","2019-01-10T20:00:00",{"v":63,"d":"63.0"},52.5,44.1,44.5,22.04,0.0727,0.29,13.85]
["January",10,"9PM to 10PM",21,"January 10, 2019 21:00","2019-01-10T21:00:00",{"v":57,"d":"57.0"},50.9,{"v":46,"d":"46.0"},{"v":48,"d":"48.0"},21.14,0.0735,0.31,{"v":13.7,"d":"13.70"}]
["January",10,"10PM to 11PM",22,"January 10, 2019 22:00","2019-01-10T22:00:00",{"v":61,"d":"61.0"},47.3,33.1,28.9,19.12,{"v":0.073,"d":"0.0730"},0.19,13.75]
["January",10,"11PM to 12AM",23,"January 10, 2019 23:00","2019-01-10T23:00:00",60.1,46.9,33.1,28.9,18.91,0.0732,0.19,13.72]
["January",11,"12AM to 1AM",0,"January 11, 2019 0:00","2019-01-11",{"v":55,"d":"55.0"},45.6,{"v":36,"d":"36.0"},32.4,18.24,0.0739,0.21,{"v":13.6,"d":"13.60"}]
["January",11,"1AM to 2AM",1,"January 11, 2019 1:00","2019-01-11T01:00:00",{"v":57,"d":"57.0"},44.4,{"v":30,"d":"30.0"},25.2,{"v":17.6,"d":"17.60"},0.0736,0.16,13.63]
["January",11,"2AM to 3AM",2,"January 11, 2019 2:00","2019-01-11T02:00:00",{"v":52,"d":"52.0"},43.4,{"v":34,"d":"34.0"},29.9,17.11,0.0743,{"v":0.2,"d":"0.20"},13.51]
["January",11,"3AM to 4AM",3,"January 11, 2019 3:00","2019-01-11T03:00:00",{"v":55,"d":"55.0"},43.5,{"v":30,"d":"30.0"},25.2,17.12,0.0739,0.16,13.58]
["January",11,"4AM to 5AM",4,"January 11, 2019 4:00","2019-01-11T04:00:00",{"v":54,"d":"54.0"},43.3,30.9,26.3,17.03,0.0741,0.17,13.55]
["January",11,"5AM to 6AM",5,"January 11, 2019 5:00","2019-01-11T05:00:00",55.9,{"v":45,"d":"45.0"},33.1,28.9,17.91,0.0738,0.19,13.61]
["January",11,"6AM to 7AM",6,"January 11, 2019 6:00","2019-01-11T06:00:00",53.1,43.6,33.1,28.9,17.21,0.0742,0.19,13.54]
["January",11,"7AM to 8AM",7,"January 11, 2019 7:00","2019-01-11T07:00:00",{"v":57,"d":"57.0"},45.5,33.1,28.9,18.17,0.0736,0.19,13.64]
["January",11,"8AM to 9AM",8,"January 11, 2019 8:00","2019-01-11T08:00:00",62.1,47.1,30.9,26.3,18.99,0.0729,0.17,13.77]
["January",11,"9AM to 10AM",9,"January 11, 2019 9:00","2019-01-11T09:00:00",{"v":63,"d":"63.0"},47.9,{"v":32,"d":"32.0"},27.6,19.41,0.0728,0.18,{"v":13.8,"d":"13.80"}]
["January",11,"10AM to 11AM",10,"January 11, 2019 10:00","2019-01-11T10:00:00",66.9,49.3,30.9,26.3,20.16,0.0722,0.17,{"v":13.9,"d":"13.90"}]
["January",11,"11AM to 12PM",11,"January 11, 2019 11:00","2019-01-11T11:00:00",{"v":70,"d":"70.0"},50.9,{"v":32,"d":"32.0"},27.6,21.11,0.0718,0.18,13.98]
["January",11,"12PM to 1PM",12,"January 11, 2019 12:00","2019-01-11T12:00:00",71.1,{"v":51,"d":"51.0"},30.9,26.3,21.16,0.0717,0.17,14.01]
["January",11,"1PM to 2PM",13,"January 11, 2019 13:00","2019-01-11T13:00:00",{"v":73,"d":"73.0"},{"v":51,"d":"51.0"},{"v":28,"d":"28.0"},{"v":23,"d":"23.0"},21.12,0.0714,0.15,14.05]
["January",11,"2PM to 3PM",14,"January 11, 2019 14:00","2019-01-11T14:00:00",{"v":75,"d":"75.0"},52.4,{"v":30,"d":"30.0"},25.2,21.95,0.0711,0.16,14.11]
["January",11,"3PM to 4PM",15,"January 11, 2019 15:00","2019-01-11T15:00:00",73.9,{"v":52,"d":"52.0"},{"v":30,"d":"30.0"},25.2,21.69,0.0713,0.16,14.08]
["January",11,"4PM to 5PM",16,"January 11, 2019 16:00","2019-01-11T16:00:00",{"v":75,"d":"75.0"},52.4,{"v":30,"d":"30.0"},25.2,21.95,0.0711,0.16,14.11]
["January",11,"5PM to 6PM",17,{"$f":"A265&\" \"&B265&\", \"&$D$5&\" \"&D265&\":00\"","v":"January 11, 2019 17:00"},{"$f":"DATEVALUE(E265)+TIMEVALUE(E265)","v":"2019-01-11T17:00:00"},{"v":70,"d":"70.0"},50.9,{"v":32,"d":"32.0"},27.6,21.11,0.0718,0.18,13.98]
["January",11,"6PM to 7PM",{"$f":"IF(D265+1>23,0,D265+1)","v":18},"January 11, 2019 18:00","2019-01-11T18:00:00",66.9,49.6,{"v":32,"d":"32.0"},27.6,20.37,0.0722,0.18,{"v":13.9,"d":"13.90"}]
["January",11,"7PM to 8PM",19,"January 11, 2019 19:00","2019-01-11T19:00:00",64.9,48.8,{"v":32,"d":"32.0"},27.6,19.89,0.0725,0.18,13.85]
["January",11,"8PM to 9PM",20,"January 11, 2019 20:00","2019-01-11T20:00:00",{"v":61,"d":"61.0"},47.3,33.1,28.9,19.12,{"v":0.073,"d":"0.0730"},0.19,13.75]
["January",11,"9PM to 10PM",21,"January 11, 2019 21:00","2019-01-11T21:00:00",57.9,46.3,{"v":34,"d":"34.0"},29.9,18.55,0.0735,{"v":0.2,"d":"0.20"},13.67]
["January",11,"10PM to 11PM",22,"January 11, 2019 22:00","2019-01-11T22:00:00",{"v":57,"d":"57.0"},{"v":47,"d":"47.0"},{"v":37,"d":"37.0"},33.8,18.94,0.0736,0.22,13.66]
["January",11,"11PM to 12AM",23,"January 11, 2019 23:00","2019-01-11T23:00:00",{"v":54,"d":"54.0"},45.6,{"v":37,"d":"37.0"},33.8,{"v":18.2,"d":"18.20"},{"v":0.074,"d":"0.0740"},0.22,13.58]
["January",12,"12AM to 1AM",0,"January 12, 2019 0:00","2019-01-12",{"v":54,"d":"54.0"},45.1,{"v":36,"d":"36.0"},32.4,17.98,{"v":0.074,"d":"0.0740"},0.21,13.57]
["January",12,"1AM to 2AM",1,"January 12, 2019 1:00","2019-01-12T01:00:00",{"v":54,"d":"54.0"},44.4,{"v":34,"d":"34.0"},29.9,17.59,{"v":0.074,"d":"0.0740"},{"v":0.2,"d":"0.20"},13.57]
["January",12,"2AM to 3AM",2,"January 12, 2019 2:00","2019-01-12T02:00:00",{"v":54,"d":"54.0"},44.1,33.1,28.9,17.43,{"v":0.074,"d":"0.0740"},0.19,13.56]
["January",12,"3AM to 4AM",3,"January 12, 2019 3:00","2019-01-12T03:00:00",53.1,42.8,30.9,26.3,16.81,0.0742,0.17,13.53]
["January",12,"4AM to 5AM",4,"January 12, 2019 4:00","2019-01-12T04:00:00",51.1,42.3,{"v":32,"d":"32.0"},27.6,16.54,0.0745,0.18,13.48]
["January",12,"5AM to 6AM",5,"January 12, 2019 5:00","2019-01-12T05:00:00",48.9,41.2,{"v":32,"d":"32.0"},27.6,16.02,0.0748,0.18,13.43]
["January",12,"6AM to 7AM",6,"January 12, 2019 6:00","2019-01-12T06:00:00",{"v":50,"d":"50.0"},{"v":41,"d":"41.0"},{"v":30,"d":"30.0"},25.2,{"v":15.9,"d":"15.90"},0.0746,0.16,13.45]
["January",12,"7AM to 8AM",7,"January 12, 2019 7:00","2019-01-12T07:00:00",48.9,41.9,{"v":34,"d":"34.0"},29.9,16.37,0.0748,{"v":0.2,"d":"0.20"},13.43]
["January",12,"8AM to 9AM",8,"January 12, 2019 8:00","2019-01-12T08:00:00",{"v":52,"d":"52.0"},44.2,{"v":36,"d":"36.0"},32.4,{"v":17.5,"d":"17.50"},0.0743,0.21,13.52]
["January",12,"9AM to 10AM",9,"January 12, 2019 9:00","2019-01-12T09:00:00",{"v":59,"d":"59.0"},46.7,{"v":34,"d":"34.0"},29.9,18.81,0.0733,{"v":0.2,"d":"0.20"},{"v":13.7,"d":"13.70"}]
["January",12,"10AM to 11AM",10,"January 12, 2019 10:00","2019-01-12T10:00:00",62.1,48.1,{"v":34,"d":"34.0"},29.9,19.55,0.0729,{"v":0.2,"d":"0.20"},13.78]
["January",12,"11AM to 12PM",11,"January 12, 2019 11:00","2019-01-12T11:00:00",{"v":66,"d":"66.0"},49.2,{"v":32,"d":"32.0"},27.6,20.15,0.0723,0.18,13.88]
["January",12,"12PM to 1PM",12,"January 12, 2019 12:00","2019-01-12T12:00:00",{"v":68,"d":"68.0"},49.4,{"v":30,"d":"30.0"},25.2,20.25,0.0721,0.16,13.92]
["January",12,"1PM to 2PM",13,"January 12, 2019 13:00","2019-01-12T13:00:00",71.1,50.2,{"v":28,"d":"28.0"},{"v":23,"d":"23.0"},20.65,0.0717,0.15,{"v":14,"d":"14.00"}]
["January",12,"2PM to 3PM",14,"January 12, 2019 14:00","2019-01-12T14:00:00",73.9,51.1,{"v":27,"d":"27.0"},21.9,21.16,0.0713,0.14,14.07]
["January",12,"3PM to 4PM",15,"January 12, 2019 15:00","2019-01-12T15:00:00",{"v":72,"d":"72.0"},{"v":50,"d":"50.0"},26.1,20.9,20.55,0.0716,0.14,14.01]
["January",12,"4PM to 5PM",16,"January 12, 2019 16:00","2019-01-12T16:00:00",73.9,51.4,{"v":28,"d":"28.0"},{"v":23,"d":"23.0"},21.34,0.0713,0.15,14.07]
["January",12,"5PM to 6PM",17,"January 12, 2019 17:00","2019-01-12T17:00:00",{"v":70,"d":"70.0"},50.3,{"v":30,"d":"30.0"},25.2,20.73,0.0718,0.16,13.97]
["January",12,"6PM to 7PM",18,"January 12, 2019 18:00","2019-01-12T18:00:00",{"v":66,"d":"66.0"},49.2,{"v":32,"d":"32.0"},27.6,20.15,0.0723,0.18,13.88]
["January",12,"7PM to 8PM",19,"January 12, 2019 19:00","2019-01-12T19:00:00",64.9,48.8,{"v":32,"d":"32.0"},27.6,19.89,0.0725,0.18,13.85]
["January",12,"8PM to 9PM",20,"January 12, 2019 20:00","2019-01-12T20:00:00",60.1,47.9,{"v":36,"d":"36.0"},32.4,19.46,0.0731,0.21,13.74]
["January",12,"9PM to 10PM",21,"January 12, 2019 21:00","2019-01-12T21:00:00",{"v":59,"d":"59.0"},46.4,33.1,28.9,18.65,0.0733,0.19,{"v":13.7,"d":"13.70"}]
["January",12,"10PM to 11PM",22,"January 12, 2019 22:00","2019-01-12T22:00:00",{"v":57,"d":"57.0"},45.8,{"v":34,"d":"34.0"},29.9,18.33,0.0736,{"v":0.2,"d":"0.20"},13.65]
["January",12,"11PM to 12AM",23,"January 12, 2019 23:00","2019-01-12T23:00:00",{"v":54,"d":"54.0"},44.4,{"v":34,"d":"34.0"},29.9,17.59,{"v":0.074,"d":"0.0740"},{"v":0.2,"d":"0.20"},13.57]
["January",13,"12AM to 1AM",0,"January 13, 2019 0:00","2019-01-13",53.1,43.2,{"v":32,"d":"32.0"},27.6,17.02,0.0742,0.18,13.53]
["January",13,"1AM to 2AM",1,"January 13, 2019 1:00","2019-01-13T01:00:00",{"v":50,"d":"50.0"},42.5,{"v":34,"d":"34.0"},29.9,16.63,0.0746,{"v":0.2,"d":"0.20"},13.46]
["January",13,"2AM to 3AM",2,"January 13, 2019 2:00","2019-01-13T02:00:00",{"v":50,"d":"50.0"},42.9,35.1,31.2,16.84,0.0746,{"v":0.2,"d":"0.20"},13.47]
["January",13,"3AM to 4AM",3,"January 13, 2019 3:00","2019-01-13T03:00:00",48.9,41.6,33.1,28.9,16.21,0.0748,0.19,13.43]
["January",13,"4AM to 5AM",4,"January 13, 2019 4:00","2019-01-13T04:00:00",46.9,40.9,{"v":34,"d":"34.0"},29.9,15.89,0.0751,{"v":0.2,"d":"0.20"},13.38]
["January",13,"5AM to 6AM",5,"January 13, 2019 5:00","2019-01-13T05:00:00",46.9,40.2,{"v":32,"d":"32.0"},27.6,15.54,0.0751,0.18,13.37]
["January",13,"6AM to 7AM",6,"January 13, 2019 6:00","2019-01-13T06:00:00",{"v":46,"d":"46.0"},40.1,33.1,28.9,15.51,0.0752,0.19,13.35]
["January",13,"7AM to 8AM",7,"January 13, 2019 7:00","2019-01-13T07:00:00",{"v":46,"d":"46.0"},40.1,33.1,28.9,15.51,0.0752,0.19,13.35]
["January",13,"8AM to 9AM",8,"January 13, 2019 8:00","2019-01-13T08:00:00",{"v":50,"d":"50.0"},42.1,33.1,28.9,16.47,0.0746,0.19,13.46]
["January",13,"9AM to 10AM",9,"January 13, 2019 9:00","2019-01-13T09:00:00",{"v":57,"d":"57.0"},44.7,30.9,26.3,17.77,0.0736,0.17,13.64]
["January",13,"10AM to 11AM",10,"January 13, 2019 10:00","2019-01-13T10:00:00",62.1,46.8,{"v":30,"d":"30.0"},25.2,18.82,0.0729,0.16,13.76]
["January",13,"11AM to 12PM",11,"January 13, 2019 11:00","2019-01-13T11:00:00",{"v":64,"d":"64.0"},{"v":48,"d":"48.0"},30.9,26.3,19.46,0.0726,0.17,13.82]
["January",13,"12PM to 1PM",12,"January 13, 2019 12:00","2019-01-13T12:00:00",66.9,49.3,30.9,26.3,20.16,0.0722,0.17,{"v":13.9,"d":"13.90"}]
["January",13,"1PM to 2PM",13,"January 13, 2019 13:00","2019-01-13T13:00:00",{"v":68,"d":"68.0"},49.4,{"v":30,"d":"30.0"},25.2,20.25,0.0721,0.16,13.92]
["January",13,"2PM to 3PM",14,"January 13, 2019 14:00","2019-01-13T14:00:00",{"v":70,"d":"70.0"},50.6,30.9,26.3,{"v":20.9,"d":"20.90"},0.0718,0.17,13.98]
["January",13,"3PM to 4PM",15,"January 13, 2019 15:00","2019-01-13T15:00:00",{"v":70,"d":"70.0"},49.1,26.1,20.9,20.07,0.0718,0.14,13.96]
["January",13,"4PM to 5PM",16,"January 13, 2019 16:00","2019-01-13T16:00:00",71.1,49.8,{"v":27,"d":"27.0"},21.9,20.47,0.0717,0.14,13.99]
["January",13,"5PM to 6PM",17,"January 13, 2019 17:00","2019-01-13T17:00:00",66.9,48.6,28.9,{"v":24,"d":"24.0"},{"v":19.8,"d":"19.80"},0.0722,0.16,13.89]
["January",13,"6PM to 7PM",18,"January 13, 2019 18:00","2019-01-13T18:00:00",{"v":63,"d":"63.0"},46.8,28.9,{"v":24,"d":"24.0"},18.84,0.0728,0.16,13.78]
["January",13,"7PM to 8PM",19,"January 13, 2019 19:00","2019-01-13T19:00:00",{"v":59,"d":"59.0"},45.4,{"v":30,"d":"30.0"},25.2,18.08,0.0733,0.16,13.68]
["January",13,"8PM to 9PM",20,"January 13, 2019 20:00","2019-01-13T20:00:00",55.9,46.1,{"v":36,"d":"36.0"},32.4,18.45,0.0737,0.21,13.63]
["January",13,"9PM to 10PM",21,"January 13, 2019 21:00","2019-01-13T21:00:00",{"v":55,"d":"55.0"},44.6,33.1,28.9,17.69,0.0739,0.19,13.59]
["January",13,"10PM to 11PM",22,"January 13, 2019 22:00","2019-01-13T22:00:00",53.1,42.5,{"v":30,"d":"30.0"},25.2,16.64,0.0742,0.16,13.53]
["January",13,"11PM to 12AM",23,"January 13, 2019 23:00","2019-01-13T23:00:00",{"v":52,"d":"52.0"},{"v":42,"d":"42.0"},{"v":30,"d":"30.0"},25.2,16.38,0.0743,0.16,{"v":13.5,"d":"13.50"}]
["January",14,"12AM to 1AM",0,"January 14, 2019 0:00","2019-01-14",{"v":50,"d":"50.0"},41.7,{"v":32,"d":"32.0"},27.6,16.28,0.0746,0.18,13.45]
["January",14,"1AM to 2AM",1,"January 14, 2019 1:00","2019-01-14T01:00:00",48.9,40.8,30.9,26.3,15.81,0.0748,0.17,13.42]
["January",14,"2AM to 3AM",2,"January 14, 2019 2:00","2019-01-14T02:00:00",{"v":48,"d":"48.0"},40.3,30.9,26.3,15.59,0.0749,0.17,{"v":13.4,"d":"13.40"}]
["January",14,"3AM to 4AM",3,"January 14, 2019 3:00","2019-01-14T03:00:00",{"v":48,"d":"48.0"},39.5,28.9,{"v":24,"d":"24.0"},15.24,0.0749,0.16,13.39]
["January",14,"4AM to 5AM",4,"January 14, 2019 4:00","2019-01-14T04:00:00",{"v":46,"d":"46.0"},38.2,{"v":28,"d":"28.0"},{"v":23,"d":"23.0"},{"v":14.6,"d":"14.60"},0.0752,0.15,13.34]
["January",14,"5AM to 6AM",5,"January 14, 2019 5:00","2019-01-14T05:00:00",{"v":45,"d":"45.0"},37.6,{"v":28,"d":"28.0"},{"v":23,"d":"23.0"},14.34,0.0754,0.15,13.31]
["January",14,"6AM to 7AM",6,"January 14, 2019 6:00","2019-01-14T06:00:00",{"v":46,"d":"46.0"},38.2,{"v":28,"d":"28.0"},{"v":23,"d":"23.0"},{"v":14.6,"d":"14.60"},0.0752,0.15,13.34]
["January",14,"7AM to 8AM",7,"January 14, 2019 7:00","2019-01-14T07:00:00",46.9,38.3,{"v":27,"d":"27.0"},21.9,14.65,0.0751,0.14,13.36]
["January",14,"8AM to 9AM",8,"January 14, 2019 8:00","2019-01-14T08:00:00",{"v":52,"d":"52.0"},40.6,26.1,20.9,15.72,0.0744,0.14,13.49]
["January",14,"9AM to 10AM",9,{"$f":"A329&\" \"&B329&\", \"&$D$5&\" \"&D329&\":00\"","v":"January 14, 2019 9:00"},{"$f":"DATEVALUE(E329)+TIMEVALUE(E329)","v":"2019-01-14T09:00:00"},{"v":57,"d":"57.0"},42.8,{"v":25,"d":"25.0"},19.9,16.78,0.0737,0.13,13.62]
["January",14,"10AM to 11AM",{"$f":"IF(D329+1>23,0,D329+1)","v":10},"January 14, 2019 10:00","2019-01-14T10:00:00",{"v":61,"d":"61.0"},43.9,21.9,17.2,17.31,0.0731,0.11,13.71]
["January",14,"11AM to 12PM",11,"January 14, 2019 11:00","2019-01-14T11:00:00",{"v":66,"d":"66.0"},47.1,{"v":25,"d":"25.0"},19.9,18.95,0.0724,0.13,13.85]
["January",14,"12PM to 1PM",12,"January 14, 2019 12:00","2019-01-14T12:00:00",{"v":68,"d":"68.0"},47.9,{"v":25,"d":"25.0"},19.9,19.43,0.0721,0.13,{"v":13.9,"d":"13.90"}]
["January",14,"1PM to 2PM",13,"January 14, 2019 13:00","2019-01-14T13:00:00",69.1,{"v":49,"d":"49.0"},{"v":27,"d":"27.0"},21.9,19.99,{"v":0.072,"d":"0.0720"},0.14,13.94]
["January",14,"2PM to 3PM",14,"January 14, 2019 14:00","2019-01-14T14:00:00",71.1,49.8,{"v":27,"d":"27.0"},21.9,20.47,0.0717,0.14,13.99]
["January",14,"3PM to 4PM",15,"January 14, 2019 15:00","2019-01-14T15:00:00",{"v":73,"d":"73.0"},50.7,{"v":27,"d":"27.0"},21.9,20.95,0.0714,0.14,14.04]
["January",14,"4PM to 5PM",16,"January 14, 2019 16:00","2019-01-14T16:00:00",{"v":72,"d":"72.0"},50.2,{"v":27,"d":"27.0"},21.9,20.69,0.0716,0.14,14.02]
["January",14,"5PM to 6PM",17,"January 14, 2019 17:00","2019-01-14T17:00:00",69.1,50.2,30.9,26.3,20.68,0.0719,0.17,13.95]
["January",14,"6PM to 7PM",18,"January 14, 2019 18:00","2019-01-14T18:00:00",{"v":64,"d":"64.0"},47.7,{"v":30,"d":"30.0"},25.2,{"v":19.3,"d":"19.30"},0.0726,0.16,13.82]
["January",14,"7PM to 8PM",19,"January 14, 2019 19:00","2019-01-14T19:00:00",60.1,47.6,35.1,31.2,19.28,0.0732,{"v":0.2,"d":"0.20"},13.73]
["January",14,"8PM to 9PM",20,"January 14, 2019 20:00","2019-01-14T20:00:00",60.1,46.6,{"v":32,"d":"32.0"},27.6,18.72,0.0732,0.18,13.72]
["January",14,"9PM to 10PM",21,"January 14, 2019 21:00","2019-01-14T21:00:00",{"v":57,"d":"57.0"},45.1,{"v":32,"d":"32.0"},27.6,17.98,0.0736,0.18,13.64]
["January",14,"10PM to 11PM",22,"January 14, 2019 22:00","2019-01-14T22:00:00",55.9,43.9,{"v":30,"d":"30.0"},25.2,17.34,0.0738,0.16,{"v":13.6,"d":"13.60"}]
["January",14,"11PM to 12AM",23,"January 14, 2019 23:00","2019-01-14T23:00:00",{"v":54,"d":"54.0"},42.9,{"v":30,"d":"30.0"},25.2,16.86,0.0741,0.16,13.55]
["January",15,"12AM to 1AM",0,"January 15, 2019 0:00","2019-01-15",53.1,43.2,{"v":32,"d":"32.0"},27.6,17.02,0.0742,0.18,13.53]
["January",15,"1AM to 2AM",1,"January 15, 2019 1:00","2019-01-15T01:00:00",{"v":52,"d":"52.0"},{"v":42,"d":"42.0"},{"v":30,"d":"30.0"},25.2,16.38,0.0743,0.16,{"v":13.5,"d":"13.50"}]
["January",15,"2AM to 3AM",2,"January 15, 2019 2:00","2019-01-15T02:00:00",51.1,41.5,{"v":30,"d":"30.0"},25.2,16.17,0.0745,0.16,13.48]
["January",15,"3AM to 4AM",3,"January 15, 2019 3:00","2019-01-15T03:00:00",{"v":50,"d":"50.0"},40.2,{"v":28,"d":"28.0"},{"v":23,"d":"23.0"},15.56,0.0746,0.15,13.44]
["January",15,"4AM to 5AM",4,"January 15, 2019 4:00","2019-01-15T04:00:00",{"v":50,"d":"50.0"},40.2,{"v":28,"d":"28.0"},{"v":23,"d":"23.0"},15.56,0.0746,0.15,13.44]
["January",15,"5AM to 6AM",5,"January 15, 2019 5:00","2019-01-15T05:00:00",48.9,39.3,{"v":27,"d":"27.0"},21.9,15.13,0.0748,0.14,13.41]
["January",15,"6AM to 7AM",6,"January 15, 2019 6:00","2019-01-15T06:00:00",{"v":50,"d":"50.0"},39.9,{"v":27,"d":"27.0"},21.9,15.39,0.0747,0.14,13.44]
["January",15,"7AM to 8AM",7,"January 15, 2019 7:00","2019-01-15T07:00:00",{"v":50,"d":"50.0"},39.9,{"v":27,"d":"27.0"},21.9,15.39,0.0747,0.14,13.44]
["January",15,"8AM to 9AM",8,"January 15, 2019 8:00","2019-01-15T08:00:00",{"v":52,"d":"52.0"},40.6,26.1,20.9,15.72,0.0744,0.14,13.49]
["January",15,"9AM to 10AM",9,"January 15, 2019 9:00","2019-01-15T09:00:00",55.9,43.2,{"v":28,"d":"28.0"},{"v":23,"d":"23.0"},{"v":17,"d":"17.00"},0.0738,0.15,{"v":13.6,"d":"13.60"}]
["January",15,"10AM to 11AM",10,"January 15, 2019 10:00","2019-01-15T10:00:00",57.9,43.8,{"v":27,"d":"27.0"},21.9,{"v":17.3,"d":"17.30"},0.0735,0.14,13.65]
["January",15,"11AM to 12PM",11,"January 15, 2019 11:00","2019-01-15T11:00:00",{"v":59,"d":"59.0"},45.4,{"v":30,"d":"30.0"},25.2,18.08,0.0733,0.16,13.68]
["January",15,"12PM to 1PM",12,"January 15, 2019 12:00","2019-01-15T12:00:00",62.1,47.1,30.9,26.3,18.99,0.0729,0.17,13.77]
["January",15,"1PM to 2PM",13,"January 15, 2019 13:00","2019-01-15T13:00:00",{"v":66,"d":"66.0"},48.9,30.9,26.3,19.94,0.0724,0.17,13.87]
["January",15,"2PM to 3PM",14,"January 15, 2019 14:00","2019-01-15T14:00:00",66.9,{"v":50,"d":"50.0"},33.1,28.9,20.56,0.0722,0.19,{"v":13.9,"d":"13.90"}]
["January",15,"3PM to 4PM",15,"January 15, 2019 15:00","2019-01-15T15:00:00",{"v":68,"d":"68.0"},49.7,30.9,26.3,20.42,0.0721,0.17,13.93]
["January",15,"4PM to 5PM",16,"January 15, 2019 16:00","2019-01-15T16:00:00",69.1,49.9,{"v":30,"d":"30.0"},25.2,20.51,0.0719,0.16,13.95]
["January",15,"5PM to 6PM",17,"January 15, 2019 17:00","2019-01-15T17:00:00",{"v":63,"d":"63.0"},49.6,{"v":37,"d":"37.0"},33.8,20.38,0.0727,0.22,13.82]
["January",15,"6PM to 7PM",18,"January 15, 2019 18:00","2019-01-15T18:00:00",62.1,48.5,35.1,31.2,19.76,0.0729,{"v":0.2,"d":"0.20"},13.78]
["January",15,"7PM to 8PM",19,"January 15, 2019 19:00","2019-01-15T19:00:00",{"v":61,"d":"61.0"},47.6,{"v":34,"d":"34.0"},29.9,19.29,{"v":0.073,"d":"0.0730"},{"v":0.2,"d":"0.20"},13.75]
["January",15,"8PM to 9PM",20,"January 15, 2019 20:00","2019-01-15T20:00:00",{"v":61,"d":"61.0"},47.3,33.1,28.9,19.12,{"v":0.073,"d":"0.0730"},0.19,13.75]
["January",15,"9PM to 10PM",21,"January 15, 2019 21:00","2019-01-15T21:00:00",60.1,46.9,33.1,28.9,18.91,0.0732,0.19,13.72]
["January",15,"10PM to 11PM",22,"January 15, 2019 22:00","2019-01-15T22:00:00",{"v":57,"d":"57.0"},45.8,{"v":34,"d":"34.0"},29.9,18.33,0.0736,{"v":0.2,"d":"0.20"},13.65]
["January",15,"11PM to 12AM",23,"January 15, 2019 23:00","2019-01-15T23:00:00",57.9,46.3,{"v":34,"d":"34.0"},29.9,18.55,0.0735,{"v":0.2,"d":"0.20"},13.67]
["January",16,"12AM to 1AM",0,"January 16, 2019 0:00","2019-01-16",{"v":57,"d":"57.0"},46.6,{"v":36,"d":"36.0"},32.4,18.72,0.0736,0.21,13.65]
["January",16,"1AM to 2AM",1,"January 16, 2019 1:00","2019-01-16T01:00:00",{"v":55,"d":"55.0"},45.6,{"v":36,"d":"36.0"},32.4,18.24,0.0739,0.21,{"v":13.6,"d":"13.60"}]
["January",16,"2AM to 3AM",2,"January 16, 2019 2:00","2019-01-16T02:00:00",{"v":55,"d":"55.0"},46.4,37.9,{"v":35,"d":"35.0"},18.65,0.0738,0.23,13.61]
["January",16,"3AM to 4AM",3,"January 16, 2019 3:00","2019-01-16T03:00:00",{"v":55,"d":"55.0"},46.9,{"v":39,"d":"39.0"},36.6,18.89,0.0738,0.24,13.61]
["January",16,"4AM to 5AM",4,"January 16, 2019 4:00","2019-01-16T04:00:00",{"v":54,"d":"54.0"},45.9,37.9,{"v":35,"d":"35.0"},18.39,{"v":0.074,"d":"0.0740"},0.23,13.58]
["January",16,"5AM to 6AM",5,"January 16, 2019 5:00","2019-01-16T05:00:00",{"v":54,"d":"54.0"},45.9,37.9,{"v":35,"d":"35.0"},18.39,{"v":0.074,"d":"0.0740"},0.23,13.58]
["January",16,"6AM to 7AM",6,"January 16, 2019 6:00","2019-01-16T06:00:00",{"v":54,"d":"54.0"},46.4,{"v":39,"d":"39.0"},36.6,18.62,{"v":0.074,"d":"0.0740"},0.24,13.59]
["January",16,"7AM to 8AM",7,"January 16, 2019 7:00","2019-01-16T07:00:00",{"v":54,"d":"54.0"},45.9,37.9,{"v":35,"d":"35.0"},18.39,{"v":0.074,"d":"0.0740"},0.23,13.58]
["January",16,"8AM to 9AM",8,"January 16, 2019 8:00","2019-01-16T08:00:00",55.9,46.5,{"v":37,"d":"37.0"},33.8,18.68,0.0737,0.22,13.63]
["January",16,"9AM to 10AM",9,"January 16, 2019 9:00","2019-01-16T09:00:00",55.9,46.8,37.9,{"v":35,"d":"35.0"},18.87,0.0737,0.23,13.63]
["January",16,"10AM to 11AM",10,"January 16, 2019 10:00","2019-01-16T10:00:00",{"v":59,"d":"59.0"},48.6,{"v":39,"d":"39.0"},36.6,19.84,0.0733,0.24,13.72]
["January",16,"11AM to 12PM",11,"January 16, 2019 11:00","2019-01-16T11:00:00",{"v":61,"d":"61.0"},49.9,39.9,37.9,20.53,{"v":0.073,"d":"0.0730"},0.25,13.78]
["January",16,"12PM to 1PM",12,"January 16, 2019 12:00","2019-01-16T12:00:00",{"v":63,"d":"63.0"},50.7,39.9,37.9,21.01,0.0727,0.25,13.83]
["January",16,"1PM to 2PM",13,"January 16, 2019 13:00","2019-01-16T13:00:00",{"v":63,"d":"63.0"},52.5,44.1,44.5,22.04,0.0727,0.29,13.85]
["January",16,"2PM to 3PM",14,"January 16, 2019 14:00","2019-01-16T14:00:00",{"v":63,"d":"63.0"},54.3,{"v":48,"d":"48.0"},51.8,23.17,0.0726,0.34,13.87]
["January",16,"3PM to 4PM",15,"January 16, 2019 15:00","2019-01-16T15:00:00",{"v":63,"d":"63.0"},54.8,48.9,53.6,23.45,0.0726,0.35,13.88]
["January",16,"4PM to 5PM",16,"January 16, 2019 16:00","2019-01-16T16:00:00",62.1,{"v":54,"d":"54.0"},{"v":48,"d":"48.0"},51.8,22.96,0.0727,0.34,13.85]
["January",16,"5PM to 6PM",17,"January 16, 2019 17:00","2019-01-16T17:00:00",{"v":61,"d":"61.0"},53.5,{"v":48,"d":"48.0"},51.8,22.69,0.0729,0.34,13.82]
["January",16,"6PM to 7PM",18,"January 16, 2019 18:00","2019-01-16T18:00:00",60.1,53.2,{"v":48,"d":"48.0"},51.8,22.47,{"v":0.073,"d":"0.0730"},0.34,{"v":13.8,"d":"13.80"}]
["January",16,"7PM to 8PM",19,"January 16, 2019 19:00","2019-01-16T19:00:00",57.9,52.3,{"v":48,"d":"48.0"},51.8,21.95,0.0733,0.34,13.74]
["January",16,"8PM to 9PM",20,"January 16, 2019 20:00","2019-01-16T20:00:00",57.9,52.3,{"v":48,"d":"48.0"},51.8,21.95,0.0733,0.34,13.74]
["January",16,"9PM to 10PM",21,"January 16, 2019 21:00","2019-01-16T21:00:00",{"v":57,"d":"57.0"},51.4,46.9,49.7,21.41,0.0735,0.32,13.71]
["January",16,"10PM to 11PM",22,"January 16, 2019 22:00","2019-01-16T22:00:00",{"v":57,"d":"57.0"},50.4,{"v":45,"d":"45.0"},46.1,20.84,0.0735,{"v":0.3,"d":"0.30"},{"v":13.7,"d":"13.70"}]
["January",16,"11PM to 12AM",23,"January 16, 2019 23:00","2019-01-16T23:00:00",{"v":54,"d":"54.0"},48.1,{"v":43,"d":"43.0"},42.7,19.57,0.0739,0.28,13.61]
["January",17,"12AM to 1AM",0,"January 17, 2019 0:00","2019-01-17",53.1,42.8,30.9,26.3,16.81,0.0742,0.17,13.53]
["January",17,"1AM to 2AM",1,{"$f":"A393&\" \"&B393&\", \"&$D$5&\" \"&D393&\":00\"","v":"January 17, 2019 1:00"},{"$f":"DATEVALUE(E393)+TIMEVALUE(E393)","v":"2019-01-17T01:00:00"},{"v":52,"d":"52.0"},40.9,{"v":27,"d":"27.0"},21.9,15.86,0.0744,0.14,13.49]
["January",17,"2AM to 3AM",{"$f":"IF(D393+1>23,0,D393+1)","v":2},"January 17, 2019 2:00","2019-01-17T02:00:00",{"v":50,"d":"50.0"},40.2,{"v":28,"d":"28.0"},{"v":23,"d":"23.0"},15.56,0.0746,0.15,13.44]
["January",17,"3AM to 4AM",3,"January 17, 2019 3:00","2019-01-17T03:00:00",{"v":50,"d":"50.0"},39.9,{"v":27,"d":"27.0"},21.9,15.39,0.0747,0.14,13.44]
["January",17,"4AM to 5AM",4,"January 17, 2019 4:00","2019-01-17T04:00:00",{"v":48,"d":"48.0"},39.5,28.9,{"v":24,"d":"24.0"},15.24,0.0749,0.16,13.39]
["January",17,"5AM to 6AM",5,"January 17, 2019 5:00","2019-01-17T05:00:00",{"v":46,"d":"46.0"},38.5,28.9,{"v":24,"d":"24.0"},14.76,0.0752,0.16,13.34]
["January",17,"6AM to 7AM",6,"January 17, 2019 6:00","2019-01-17T06:00:00",{"v":48,"d":"48.0"},38.5,26.1,20.9,14.77,{"v":0.075,"d":"0.0750"},0.14,13.38]
["January",17,"7AM to 8AM",7,"January 17, 2019 7:00","2019-01-17T07:00:00",46.9,38.3,{"v":27,"d":"27.0"},21.9,14.65,0.0751,0.14,13.36]
["January",17,"8AM to 9AM",8,"January 17, 2019 8:00","2019-01-17T08:00:00",{"v":48,"d":"48.0"},39.2,{"v":28,"d":"28.0"},{"v":23,"d":"23.0"},15.08,0.0749,0.15,13.39]
["January",17,"9AM to 10AM",9,"January 17, 2019 9:00","2019-01-17T09:00:00",{"v":50,"d":"50.0"},39.9,{"v":27,"d":"27.0"},21.9,15.39,0.0747,0.14,13.44]
["January",17,"10AM to 11AM",10,"January 17, 2019 10:00","2019-01-17T10:00:00",{"v":54,"d":"54.0"},42.2,{"v":28,"d":"28.0"},{"v":23,"d":"23.0"},16.52,0.0741,0.15,13.54]
["January",17,"11AM to 12PM",11,"January 17, 2019 11:00","2019-01-17T11:00:00",55.9,43.2,{"v":28,"d":"28.0"},{"v":23,"d":"23.0"},{"v":17,"d":"17.00"},0.0738,0.15,{"v":13.6,"d":"13.60"}]
["January",17,"12PM to 1PM",12,"January 17, 2019 12:00","2019-01-17T12:00:00",57.9,45.2,30.9,26.3,17.98,0.0735,0.17,13.66]
["January",17,"1PM to 2PM",13,"January 17, 2019 13:00","2019-01-17T13:00:00",60.1,46.2,30.9,26.3,18.51,0.0732,0.17,13.72]
["January",17,"2PM to 3PM",14,"January 17, 2019 14:00","2019-01-17T14:00:00",62.1,46.4,28.9,{"v":24,"d":"24.0"},18.63,0.0729,0.16,13.76]
["January",17,"3PM to 4PM",15,"January 17, 2019 15:00","2019-01-17T15:00:00",62.1,45.8,{"v":27,"d":"27.0"},21.9,{"v":18.3,"d":"18.30"},0.0729,0.14,13.75]
["January",17,"4PM to 5PM",16,"January 17, 2019 16:00","2019-01-17T16:00:00",{"v":61,"d":"61.0"},45.3,{"v":27,"d":"27.0"},21.9,18.04,0.0731,0.14,13.73]
["January",17,"5PM to 6PM",17,"January 17, 2019 17:00","2019-01-17T17:00:00",{"v":59,"d":"59.0"},44.7,{"v":28,"d":"28.0"},{"v":23,"d":"23.0"},17.73,0.0734,0.15,13.68]
["January",17,"6PM to 7PM",18,"January 17, 2019 18:00","2019-01-17T18:00:00",55.9,44.2,30.9,26.3,17.51,0.0738,0.17,13.61]
["January",17,"7PM to 8PM",19,"January 17, 2019 19:00","2019-01-17T19:00:00",{"v":52,"d":"52.0"},43.1,33.1,28.9,16.95,0.0743,0.19,13.51]
["January",17,"8PM to 9PM",20,"January 17, 2019 20:00","2019-01-17T20:00:00",51.1,41.1,28.9,{"v":24,"d":"24.0"},15.97,0.0745,0.16,13.47]
["January",17,"9PM to 10PM",21,"January 17, 2019 21:00","2019-01-17T21:00:00",51.1,40.8,{"v":28,"d":"28.0"},{"v":23,"d":"23.0"},15.82,0.0745,0.15,13.47]
["January",17,"10PM to 11PM",22,"January 17, 2019 22:00","2019-01-17T22:00:00",46.9,{"v":39,"d":"39.0"},28.9,{"v":24,"d":"24.0"},14.97,0.0751,0.16,13.36]
["January",17,"11PM to 12AM",23,"January 17, 2019 23:00","2019-01-17T23:00:00",46.9,39.7,30.9,26.3,15.33,0.0751,0.17,13.37]
["January",18,"12AM to 1AM",0,"January 18, 2019 0:00","2019-01-18",{"v":45,"d":"45.0"},39.2,{"v":32,"d":"32.0"},27.6,15.06,0.0754,0.18,13.32]
["January",18,"1AM to 2AM",1,"January 18, 2019 1:00","2019-01-18T01:00:00",44.1,38.7,{"v":32,"d":"32.0"},27.6,14.84,0.0755,0.18,{"v":13.3,"d":"13.30"}]
["January",18,"2AM to 3AM",2,"January 18, 2019 2:00","2019-01-18T02:00:00",{"v":43,"d":"43.0"},38.1,{"v":32,"d":"32.0"},27.6,14.58,0.0757,0.18,13.27]
["January",18,"3AM to 4AM",3,"January 18, 2019 3:00","2019-01-18T03:00:00",39.9,{"v":36,"d":"36.0"},30.9,26.3,13.63,0.0761,0.17,13.18]
["January",18,"4AM to 5AM",4,"January 18, 2019 4:00","2019-01-18T04:00:00",39.9,{"v":36,"d":"36.0"},30.9,26.3,13.63,0.0761,0.17,13.18]
["January",18,"5AM to 6AM",5,"January 18, 2019 5:00","2019-01-18T05:00:00",{"v":41,"d":"41.0"},37.1,{"v":32,"d":"32.0"},27.6,{"v":14.1,"d":"14.10"},{"v":0.076,"d":"0.0760"},0.18,13.22]
["January",18,"6AM to 7AM",6,"January 18, 2019 6:00","2019-01-18T06:00:00",{"v":39,"d":"39.0"},{"v":36,"d":"36.0"},{"v":32,"d":"32.0"},27.6,13.62,0.0763,0.18,13.16]
["January",18,"7AM to 8AM",7,"January 18, 2019 7:00","2019-01-18T07:00:00",{"v":39,"d":"39.0"},{"v":36,"d":"36.0"},{"v":32,"d":"32.0"},27.6,13.62,0.0763,0.18,13.16]
["January",18,"8AM to 9AM",8,"January 18, 2019 8:00","2019-01-18T08:00:00",44.1,38.7,{"v":32,"d":"32.0"},27.6,14.84,0.0755,0.18,{"v":13.3,"d":"13.30"}]
["January",18,"9AM to 10AM",9,"January 18, 2019 9:00","2019-01-18T09:00:00",{"v":45,"d":"45.0"},39.2,{"v":32,"d":"32.0"},27.6,15.06,0.0754,0.18,13.32]
["January",18,"10AM to 11AM",10,"January 18, 2019 10:00","2019-01-18T10:00:00",{"v":50,"d":"50.0"},40.6,28.9,{"v":24,"d":"24.0"},15.71,0.0746,0.16,13.44]
["January",18,"11AM to 12PM",11,"January 18, 2019 11:00","2019-01-18T11:00:00",{"v":52,"d":"52.0"},40.9,{"v":27,"d":"27.0"},21.9,15.86,0.0744,0.14,13.49]
["January",18,"12PM to 1PM",12,"January 18, 2019 12:00","2019-01-18T12:00:00",{"v":55,"d":"55.0"},41.8,{"v":25,"d":"25.0"},19.9,{"v":16.3,"d":"16.30"},0.0739,0.13,13.56]
["January",18,"1PM to 2PM",13,"January 18, 2019 13:00","2019-01-18T13:00:00",{"v":59,"d":"59.0"},42.2,{"v":19,"d":"19.0"},{"v":15,"d":"15.0"},16.49,0.0734,{"v":0.1,"d":"0.10"},13.65]
["January",18,"2PM to 3PM",14,"January 18, 2019 14:00","2019-01-18T14:00:00",62.1,42.3,{"v":12,"d":"12.0"},10.6,16.55,{"v":0.073,"d":"0.0730"},0.07,13.72]
["January",18,"3PM to 4PM",15,"January 18, 2019 15:00","2019-01-18T15:00:00",{"v":61,"d":"61.0"},42.8,17.1,13.6,16.75,0.0731,0.09,{"v":13.7,"d":"13.70"}]
["January",18,"4PM to 5PM",16,"January 18, 2019 16:00","2019-01-18T16:00:00",62.1,42.7,{"v":14,"d":"14.0"},11.7,16.72,{"v":0.073,"d":"0.0730"},0.08,13.72]
["January",18,"5PM to 6PM",17,"January 18, 2019 17:00","2019-01-18T17:00:00",57.9,{"v":41,"d":"41.0"},{"v":16,"d":"16.0"},12.9,15.91,0.0736,0.08,13.62]
["January",18,"6PM to 7PM",18,"January 18, 2019 18:00","2019-01-18T18:00:00",{"v":55,"d":"55.0"},{"v":40,"d":"40.0"},{"v":18,"d":"18.0"},14.2,15.42,{"v":0.074,"d":"0.0740"},0.09,13.55]
["January",18,"7PM to 8PM",19,"January 18, 2019 19:00","2019-01-18T19:00:00",{"v":55,"d":"55.0"},40.2,{"v":19,"d":"19.0"},{"v":15,"d":"15.0"},15.54,{"v":0.074,"d":"0.0740"},{"v":0.1,"d":"0.10"},13.55]
["January",18,"8PM to 9PM",20,"January 18, 2019 20:00","2019-01-18T20:00:00",51.1,37.9,{"v":18,"d":"18.0"},14.2,14.46,0.0745,0.09,13.44]
["January",18,"9PM to 10PM",21,"January 18, 2019 21:00","2019-01-18T21:00:00",{"v":50,"d":"50.0"},37.3,{"v":18,"d":"18.0"},14.2,{"v":14.2,"d":"14.20"},0.0747,0.09,13.41]
["January",18,"10PM to 11PM",22,"January 18, 2019 22:00","2019-01-18T22:00:00",46.9,36.4,{"v":21,"d":"21.0"},16.5,13.82,0.0751,0.11,13.34]
["January",18,"11PM to 12AM",23,"January 18, 2019 23:00","2019-01-18T23:00:00",{"v":46,"d":"46.0"},36.5,{"v":23,"d":"23.0"},18.1,13.85,0.0753,0.12,13.32]
["January",19,"12AM to 1AM",0,"January 19, 2019 0:00","2019-01-19",{"v":43,"d":"43.0"},34.2,{"v":21,"d":"21.0"},16.5,12.86,0.0757,0.11,13.24]
["January",19,"1AM to 2AM",1,"January 19, 2019 1:00","2019-01-19T01:00:00",{"v":43,"d":"43.0"},34.2,{"v":21,"d":"21.0"},16.5,12.86,0.0757,0.11,13.24]
["January",19,"2AM to 3AM",2,"January 19, 2019 2:00","2019-01-19T02:00:00",{"v":43,"d":"43.0"},34.2,{"v":21,"d":"21.0"},16.5,12.86,0.0757,0.11,13.24]
["January",19,"3AM to 4AM",3,"January 19, 2019 3:00","2019-01-19T03:00:00",42.1,33.2,{"v":19,"d":"19.0"},{"v":15,"d":"15.0"},12.41,0.0759,{"v":0.1,"d":"0.10"},13.21]
["January",19,"4AM to 5AM",4,"January 19, 2019 4:00","2019-01-19T04:00:00",{"v":41,"d":"41.0"},32.8,19.9,15.6,12.26,{"v":0.076,"d":"0.0760"},{"v":0.1,"d":"0.10"},13.18]
["January",19,"5AM to 6AM",5,"January 19, 2019 5:00","2019-01-19T05:00:00",39.9,32.7,21.9,17.2,12.24,0.0762,0.11,13.16]
["January",19,"6AM to 7AM",6,"January 19, 2019 6:00","2019-01-19T06:00:00",{"v":39,"d":"39.0"},31.4,{"v":21,"d":"21.0"},16.5,11.91,0.0763,0.11,13.13]
["January",19,"7AM to 8AM",7,"January 19, 2019 7:00","2019-01-19T07:00:00",{"v":41,"d":"41.0"},32.8,19.9,15.6,12.26,{"v":0.076,"d":"0.0760"},{"v":0.1,"d":"0.10"},13.18]
["January",19,"8AM to 9AM",8,"January 19, 2019 8:00","2019-01-19T08:00:00",44.1,34.5,19.9,15.6,12.99,0.0756,{"v":0.1,"d":"0.10"},13.26]
["January",19,"9AM to 10AM",9,"January 19, 2019 9:00","2019-01-19T09:00:00",48.9,36.3,{"v":16,"d":"16.0"},12.9,13.74,0.0749,0.08,13.38]
["January",19,"10AM to 11AM",10,"January 19, 2019 10:00","2019-01-19T10:00:00",{"v":54,"d":"54.0"},37.7,{"v":9,"d":"9.0"},9.1,14.37,0.0742,0.06,{"v":13.5,"d":"13.50"}]
["January",19,"11AM to 12PM",11,"January 19, 2019 11:00","2019-01-19T11:00:00",{"v":55,"d":"55.0"},38.1,8.1,8.7,14.56,{"v":0.074,"d":"0.0740"},0.06,13.53]
["January",19,"12PM to 1PM",12,"January 19, 2019 12:00","2019-01-19T12:00:00",{"v":57,"d":"57.0"},39.2,8.1,8.7,15.04,0.0737,0.06,13.58]
["January",19,"1PM to 2PM",13,"January 19, 2019 13:00","2019-01-19T13:00:00",{"v":59,"d":"59.0"},40.5,{"v":10,"d":"10.0"},9.6,15.66,0.0734,0.06,13.64]
["January",19,"2PM to 3PM",14,"January 19, 2019 14:00","2019-01-19T14:00:00",60.1,40.9,{"v":9,"d":"9.0"},9.1,15.84,0.0733,0.06,13.66]
["January",19,"3PM to 4PM",15,"January 19, 2019 15:00","2019-01-19T15:00:00",60.1,40.7,8.1,8.7,15.77,0.0733,0.06,13.66]
["January",19,"4PM to 5PM",16,"January 19, 2019 16:00","2019-01-19T16:00:00",60.1,40.7,8.1,8.7,15.77,0.0733,0.06,13.66]
["January",19,"5PM to 6PM",17,{"$f":"A457&\" \"&B457&\", \"&$D$5&\" \"&D457&\":00\"","v":"January 19, 2019 17:00"},{"$f":"DATEVALUE(E457)+TIMEVALUE(E457)","v":"2019-01-19T17:00:00"},{"v":59,"d":"59.0"},40.6,10.9,10.1,15.73,0.0734,0.07,13.64]
["January",19,"6PM to 7PM",{"$f":"IF(D457+1>23,0,D457+1)","v":18},"January 19, 2019 18:00","2019-01-19T18:00:00",57.9,40.3,{"v":12,"d":"12.0"},10.6,15.55,0.0736,0.07,13.61]
["January",19,"7PM to 8PM",19,"January 19, 2019 19:00","2019-01-19T19:00:00",55.9,39.6,{"v":14,"d":"14.0"},11.7,15.25,0.0739,0.08,13.56]
["January",19,"8PM to 9PM",20,"January 19, 2019 20:00","2019-01-19T20:00:00",53.1,38.7,17.1,13.6,14.85,0.0743,0.09,13.49]
["January",19,"9PM to 10PM",21,"January 19, 2019 21:00","2019-01-19T21:00:00",{"v":52,"d":"52.0"},37.9,{"v":16,"d":"16.0"},12.9,14.48,0.0744,0.08,13.46]
["January",19,"10PM to 11PM",22,"January 19, 2019 22:00","2019-01-19T22:00:00",48.9,36.7,{"v":18,"d":"18.0"},14.2,13.94,0.0749,0.09,13.38]
["January",19,"11PM to 12AM",23,"January 19, 2019 23:00","2019-01-19T23:00:00",46.9,36.4,{"v":21,"d":"21.0"},16.5,13.82,0.0751,0.11,13.34]
["January",20,"12AM to 1AM",0,"January 20, 2019 0:00","2019-01-20",44.1,35.1,21.9,17.2,13.23,0.0756,0.11,13.27]
["January",20,"1AM to 2AM",1,"January 20, 2019 1:00","2019-01-20T01:00:00",44.1,34.3,{"v":19,"d":"19.0"},{"v":15,"d":"15.0"},12.89,0.0756,{"v":0.1,"d":"0.10"},13.26]
["January",20,"2AM to 3AM",2,"January 20, 2019 2:00","2019-01-20T02:00:00",{"v":41,"d":"41.0"},33.1,{"v":21,"d":"21.0"},16.5,12.39,{"v":0.076,"d":"0.0760"},0.11,13.18]
["January",20,"3AM to 4AM",3,"January 20, 2019 3:00","2019-01-20T03:00:00",{"v":41,"d":"41.0"},31.6,{"v":18,"d":"18.0"},14.2,12.04,{"v":0.076,"d":"0.0760"},0.09,13.18]
["January",20,"4AM to 5AM",4,"January 20, 2019 4:00","2019-01-20T04:00:00",39.9,30.8,17.1,13.6,11.68,0.0762,0.09,13.15]
["January",20,"5AM to 6AM",5,"January 20, 2019 5:00","2019-01-20T05:00:00",37.9,{"v":30,"d":"30.0"},{"v":18,"d":"18.0"},14.2,{"v":11.3,"d":"11.30"},0.0765,0.09,{"v":13.1,"d":"13.10"}]
["January",20,"6AM to 7AM",6,"January 20, 2019 6:00","2019-01-20T06:00:00",{"v":37,"d":"37.0"},29.3,17.1,13.6,10.99,0.0767,0.09,13.07]
["January",20,"7AM to 8AM",7,"January 20, 2019 7:00","2019-01-20T07:00:00",{"v":37,"d":"37.0"},29.8,{"v":19,"d":"19.0"},{"v":15,"d":"15.0"},{"v":11.2,"d":"11.20"},0.0766,{"v":0.1,"d":"0.10"},13.07]
["January",20,"8AM to 9AM",8,"January 20, 2019 8:00","2019-01-20T08:00:00",{"v":41,"d":"41.0"},31.9,{"v":19,"d":"19.0"},{"v":15,"d":"15.0"},12.15,{"v":0.076,"d":"0.0760"},{"v":0.1,"d":"0.10"},13.18]
["January",20,"9AM to 10AM",9,"January 20, 2019 9:00","2019-01-20T09:00:00",46.9,35.6,{"v":18,"d":"18.0"},14.2,13.47,0.0752,0.09,13.33]
["January",20,"10AM to 11AM",10,"January 20, 2019 10:00","2019-01-20T10:00:00",51.1,37.7,17.1,13.6,14.37,0.0746,0.09,13.44]
["January",20,"11AM to 12PM",11,"January 20, 2019 11:00","2019-01-20T11:00:00",{"v":52,"d":"52.0"},37.5,{"v":14,"d":"14.0"},11.7,14.29,0.0744,0.08,13.46]
["January",20,"12PM to 1PM",12,"January 20, 2019 12:00","2019-01-20T12:00:00",{"v":54,"d":"54.0"},38.2,{"v":12,"d":"12.0"},10.6,{"v":14.6,"d":"14.60"},0.0742,0.07,13.51]
["January",20,"1PM to 2PM",13,"January 20, 2019 13:00","2019-01-20T13:00:00",{"v":57,"d":"57.0"},39.8,{"v":12,"d":"12.0"},10.6,15.34,0.0737,0.07,13.59]
["January",20,"2PM to 3PM",14,"January 20, 2019 14:00","2019-01-20T14:00:00",60.1,41.2,10.9,10.1,15.99,0.0733,0.07,13.67]
["January",20,"3PM to 4PM",15,"January 20, 2019 15:00","2019-01-20T15:00:00",{"v":61,"d":"61.0"},41.6,10.9,10.1,{"v":16.2,"d":"16.20"},0.0732,0.07,13.69]
["January",20,"4PM to 5PM",16,"January 20, 2019 16:00","2019-01-20T16:00:00",{"v":61,"d":"61.0"},{"v":42,"d":"42.0"},12.9,11.1,16.36,0.0732,0.07,13.69]
["January",20,"5PM to 6PM",17,"January 20, 2019 17:00","2019-01-20T17:00:00",57.9,41.2,17.1,13.6,16.02,0.0736,0.09,13.62]
["January",20,"6PM to 7PM",18,"January 20, 2019 18:00","2019-01-20T18:00:00",{"v":55,"d":"55.0"},{"v":40,"d":"40.0"},{"v":18,"d":"18.0"},14.2,15.42,{"v":0.074,"d":"0.0740"},0.09,13.55]
["January",20,"7PM to 8PM",19,"January 20, 2019 19:00","2019-01-20T19:00:00",{"v":54,"d":"54.0"},{"v":39,"d":"39.0"},{"v":16,"d":"16.0"},12.9,14.95,0.0741,0.08,13.51]
["January",20,"8PM to 9PM",20,"January 20, 2019 20:00","2019-01-20T20:00:00",53.1,38.3,15.1,12.3,14.65,0.0743,0.08,13.49]
["January",20,"9PM to 10PM",21,"January 20, 2019 21:00","2019-01-20T21:00:00",{"v":50,"d":"50.0"},37.3,{"v":18,"d":"18.0"},14.2,{"v":14.2,"d":"14.20"},0.0747,0.09,13.41]
["January",20,"10PM to 11PM",22,"January 20, 2019 22:00","2019-01-20T22:00:00",46.9,35.9,{"v":19,"d":"19.0"},{"v":15,"d":"15.0"},13.58,0.0752,{"v":0.1,"d":"0.10"},13.33]
["January",20,"11PM to 12AM",23,"January 20, 2019 23:00","2019-01-20T23:00:00",46.9,35.9,{"v":19,"d":"19.0"},{"v":15,"d":"15.0"},13.58,0.0752,{"v":0.1,"d":"0.10"},13.33]
["January",21,"12AM to 1AM",0,"January 21, 2019 0:00","2019-01-21",44.1,34.3,{"v":19,"d":"19.0"},{"v":15,"d":"15.0"},12.89,0.0756,{"v":0.1,"d":"0.10"},13.26]
["January",21,"1AM to 2AM",1,"January 21, 2019 1:00","2019-01-21T01:00:00",{"v":43,"d":"43.0"},32.9,{"v":16,"d":"16.0"},12.9,12.31,0.0758,0.08,13.22]
["January",21,"2AM to 3AM",2,"January 21, 2019 2:00","2019-01-21T02:00:00",{"v":43,"d":"43.0"},33.7,{"v":19,"d":"19.0"},{"v":15,"d":"15.0"},12.63,0.0757,{"v":0.1,"d":"0.10"},13.23]
["January",21,"3AM to 4AM",3,"January 21, 2019 3:00","2019-01-21T03:00:00",42.1,33.2,{"v":19,"d":"19.0"},{"v":15,"d":"15.0"},12.41,0.0759,{"v":0.1,"d":"0.10"},13.21]
["January",21,"4AM to 5AM",4,"January 21, 2019 4:00","2019-01-21T04:00:00",39.9,31.9,{"v":21,"d":"21.0"},16.5,12.12,0.0762,0.11,13.15]
["January",21,"5AM to 6AM",5,"January 21, 2019 5:00","2019-01-21T05:00:00",39.9,31.1,{"v":18,"d":"18.0"},14.2,11.78,0.0762,0.09,13.15]
["January",21,"6AM to 7AM",6,"January 21, 2019 6:00","2019-01-21T06:00:00",{"v":39,"d":"39.0"},30.6,{"v":18,"d":"18.0"},14.2,11.56,0.0764,0.09,13.12]
["January",21,"7AM to 8AM",7,"January 21, 2019 7:00","2019-01-21T07:00:00",{"v":39,"d":"39.0"},30.6,{"v":18,"d":"18.0"},14.2,11.56,0.0764,0.09,13.12]
["January",21,"8AM to 9AM",8,"January 21, 2019 8:00","2019-01-21T08:00:00",42.1,32.9,{"v":18,"d":"18.0"},14.2,{"v":12.3,"d":"12.30"},0.0759,0.09,{"v":13.2,"d":"13.20"}]
["January",21,"9AM to 10AM",9,"January 21, 2019 9:00","2019-01-21T09:00:00",{"v":46,"d":"46.0"},35.1,{"v":18,"d":"18.0"},14.2,13.25,0.0753,0.09,13.31]
["January",21,"10AM to 11AM",10,"January 21, 2019 10:00","2019-01-21T10:00:00",{"v":52,"d":"52.0"},38.2,17.1,13.6,14.59,0.0744,0.09,13.46]
["January",21,"11AM to 12PM",11,"January 21, 2019 11:00","2019-01-21T11:00:00",55.9,39.8,15.1,12.3,15.34,0.0739,0.08,13.56]
["January",21,"12PM to 1PM",12,"January 21, 2019 12:00","2019-01-21T12:00:00",{"v":59,"d":"59.0"},41.4,15.1,12.3,16.08,0.0734,0.08,13.64]
["January",21,"1PM to 2PM",13,"January 21, 2019 13:00","2019-01-21T13:00:00",{"v":63,"d":"63.0"},43.3,15.1,12.3,17.04,0.0729,0.08,13.75]
["January",21,"2PM to 3PM",14,"January 21, 2019 14:00","2019-01-21T14:00:00",{"v":64,"d":"64.0"},43.7,{"v":14,"d":"14.0"},11.7,{"v":17.2,"d":"17.20"},0.0727,0.08,13.77]
["January",21,"3PM to 4PM",15,"January 21, 2019 15:00","2019-01-21T15:00:00",{"v":66,"d":"66.0"},44.6,{"v":14,"d":"14.0"},11.7,17.67,0.0724,0.08,13.83]
["January",21,"4PM to 5PM",16,"January 21, 2019 16:00","2019-01-21T16:00:00",64.9,44.1,{"v":14,"d":"14.0"},11.7,17.41,0.0726,0.08,{"v":13.8,"d":"13.80"}]
["January",21,"5PM to 6PM",17,"January 21, 2019 17:00","2019-01-21T17:00:00",{"v":63,"d":"63.0"},43.1,{"v":14,"d":"14.0"},11.7,16.94,0.0729,0.08,13.75]
["January",21,"6PM to 7PM",18,"January 21, 2019 18:00","2019-01-21T18:00:00",{"v":59,"d":"59.0"},42.9,21.9,17.2,16.84,0.0734,0.11,13.66]
["January",21,"7PM to 8PM",19,"January 21, 2019 19:00","2019-01-21T19:00:00",{"v":57,"d":"57.0"},41.2,{"v":19,"d":"19.0"},{"v":15,"d":"15.0"},16.01,0.0737,{"v":0.1,"d":"0.10"},{"v":13.6,"d":"13.60"}]
["January",21,"8PM to 9PM",20,"January 21, 2019 20:00","2019-01-21T20:00:00",{"v":55,"d":"55.0"},40.2,{"v":19,"d":"19.0"},{"v":15,"d":"15.0"},15.54,{"v":0.074,"d":"0.0740"},{"v":0.1,"d":"0.10"},13.55]
["January",21,"9PM to 10PM",21,"January 21, 2019 21:00","2019-01-21T21:00:00",53.1,38.9,{"v":18,"d":"18.0"},14.2,14.94,0.0743,0.09,13.49]
["January",21,"10PM to 11PM",22,"January 21, 2019 22:00","2019-01-21T22:00:00",51.1,38.7,{"v":21,"d":"21.0"},16.5,14.81,0.0745,0.11,13.45]
["January",21,"11PM to 12AM",23,"January 21, 2019 23:00","2019-01-21T23:00:00",48.9,38.4,24.1,19.1,{"v":14.7,"d":"14.70"},0.0748,0.12,{"v":13.4,"d":"13.40"}]
["January",22,"12AM to 1AM",0,"January 22, 2019 0:00","2019-01-22",{"v":46,"d":"46.0"},37.1,{"v":25,"d":"25.0"},19.9,14.13,0.0753,0.13,13.33]
["January",22,"1AM to 2AM",1,"January 22, 2019 1:00","2019-01-22T01:00:00",46.9,36.4,{"v":21,"d":"21.0"},16.5,13.82,0.0751,0.11,13.34]
["January",22,"2AM to 3AM",2,"January 22, 2019 2:00","2019-01-22T02:00:00",44.1,35.4,{"v":23,"d":"23.0"},18.1,13.38,0.0756,0.12,13.27]
["January",22,"3AM to 4AM",3,"January 22, 2019 3:00","2019-01-22T03:00:00",44.1,34.5,19.9,15.6,12.99,0.0756,{"v":0.1,"d":"0.10"},13.26]
["January",22,"4AM to 5AM",4,"January 22, 2019 4:00","2019-01-22T04:00:00",44.1,34.5,19.9,15.6,12.99,0.0756,{"v":0.1,"d":"0.10"},13.26]
["January",22,"5AM to 6AM",5,"January 22, 2019 5:00","2019-01-22T05:00:00",42.1,33.7,{"v":21,"d":"21.0"},16.5,12.65,0.0759,0.11,13.21]
["January",22,"6AM to 7AM",6,"January 22, 2019 6:00","2019-01-22T06:00:00",{"v":41,"d":"41.0"},33.1,{"v":21,"d":"21.0"},16.5,12.39,{"v":0.076,"d":"0.0760"},0.11,13.18]
["January",22,"7AM to 8AM",7,"January 22, 2019 7:00","2019-01-22T07:00:00",{"v":41,"d":"41.0"},33.4,21.9,17.2,{"v":12.5,"d":"12.50"},{"v":0.076,"d":"0.0760"},0.11,13.19]
["January",22,"8AM to 9AM",8,"January 22, 2019 8:00","2019-01-22T08:00:00",{"v":45,"d":"45.0"},{"v":35,"d":"35.0"},19.9,15.6,13.21,0.0754,{"v":0.1,"d":"0.10"},13.28]
["January",22,"9AM to 10AM",9,{"$f":"A521&\" \"&B521&\", \"&$D$5&\" \"&D521&\":00\"","v":"January 22, 2019 9:00"},{"$f":"DATEVALUE(E521)+TIMEVALUE(E521)","v":"2019-01-22T09:00:00"},{"v":50,"d":"50.0"},37.6,{"v":19,"d":"19.0"},{"v":15,"d":"15.0"},14.32,0.0747,{"v":0.1,"d":"0.10"},13.42]
["January",22,"10AM to 11AM",{"$f":"IF(D521+1>23,0,D521+1)","v":10},"January 22, 2019 10:00","2019-01-22T10:00:00",55.9,40.7,{"v":19,"d":"19.0"},{"v":15,"d":"15.0"},15.75,0.0738,{"v":0.1,"d":"0.10"},13.57]
["January",22,"11AM to 12PM",11,"January 22, 2019 11:00","2019-01-22T11:00:00",{"v":59,"d":"59.0"},{"v":42,"d":"42.0"},{"v":18,"d":"18.0"},14.2,16.37,0.0734,0.09,13.65]
["January",22,"12PM to 1PM",12,"January 22, 2019 12:00","2019-01-22T12:00:00",{"v":61,"d":"61.0"},42.9,{"v":18,"d":"18.0"},14.2,16.85,0.0731,0.09,{"v":13.7,"d":"13.70"}]
["January",22,"1PM to 2PM",13,"January 22, 2019 13:00","2019-01-22T13:00:00",62.1,43.5,{"v":18,"d":"18.0"},14.2,17.11,{"v":0.073,"d":"0.0730"},0.09,13.73]
["January",22,"2PM to 3PM",14,"January 22, 2019 14:00","2019-01-22T14:00:00",64.9,44.7,17.1,13.6,17.71,0.0726,0.09,{"v":13.8,"d":"13.80"}]
["January",22,"3PM to 4PM",15,"January 22, 2019 15:00","2019-01-22T15:00:00",{"v":66,"d":"66.0"},45.4,{"v":18,"d":"18.0"},14.2,18.06,0.0724,0.09,13.83]
["January",22,"4PM to 5PM",16,"January 22, 2019 16:00","2019-01-22T16:00:00",64.9,44.9,{"v":18,"d":"18.0"},14.2,{"v":17.8,"d":"17.80"},0.0726,0.09,13.81]
["January",22,"5PM to 6PM",17,"January 22, 2019 17:00","2019-01-22T17:00:00",{"v":64,"d":"64.0"},44.4,{"v":18,"d":"18.0"},14.2,17.59,0.0727,0.09,13.78]
["January",22,"6PM to 7PM",18,"January 22, 2019 18:00","2019-01-22T18:00:00",{"v":61,"d":"61.0"},43.4,19.9,15.6,17.07,0.0731,{"v":0.1,"d":"0.10"},13.71]
["January",22,"7PM to 8PM",19,"January 22, 2019 19:00","2019-01-22T19:00:00",57.9,41.9,19.9,15.6,16.33,0.0736,{"v":0.1,"d":"0.10"},13.63]
["January",22,"8PM to 9PM",20,"January 22, 2019 20:00","2019-01-22T20:00:00",{"v":55,"d":"55.0"},40.9,21.9,17.2,15.88,{"v":0.074,"d":"0.0740"},0.11,13.55]
["January",22,"9PM to 10PM",21,"January 22, 2019 21:00","2019-01-22T21:00:00",{"v":57,"d":"57.0"},41.9,21.9,17.2,16.36,0.0737,0.11,13.61]
["January",22,"10PM to 11PM",22,"January 22, 2019 22:00","2019-01-22T22:00:00",{"v":57,"d":"57.0"},42.5,24.1,19.1,16.65,0.0737,0.12,13.61]
["January",22,"11PM to 12AM",23,"January 22, 2019 23:00","2019-01-22T23:00:00",55.9,43.2,{"v":28,"d":"28.0"},{"v":23,"d":"23.0"},{"v":17,"d":"17.00"},0.0738,0.15,{"v":13.6,"d":"13.60"}]
["January",23,"12AM to 1AM",0,"January 23, 2019 0:00","2019-01-23",{"v":52,"d":"52.0"},41.3,{"v":28,"d":"28.0"},{"v":23,"d":"23.0"},16.04,0.0744,0.15,13.49]
["January",23,"1AM to 2AM",1,"January 23, 2019 1:00","2019-01-23T01:00:00",{"v":52,"d":"52.0"},41.6,28.9,{"v":24,"d":"24.0"},16.19,0.0744,0.16,{"v":13.5,"d":"13.50"}]
["January",23,"2AM to 3AM",2,"January 23, 2019 2:00","2019-01-23T02:00:00",51.1,40.1,26.1,20.9,15.51,0.0745,0.14,13.46]
["January",23,"3AM to 4AM",3,"January 23, 2019 3:00","2019-01-23T03:00:00",{"v":50,"d":"50.0"},40.2,{"v":28,"d":"28.0"},{"v":23,"d":"23.0"},15.56,0.0746,0.15,13.44]
["January",23,"4AM to 5AM",4,"January 23, 2019 4:00","2019-01-23T04:00:00",51.1,42.3,{"v":32,"d":"32.0"},27.6,16.54,0.0745,0.18,13.48]
["January",23,"5AM to 6AM",5,"January 23, 2019 5:00","2019-01-23T05:00:00",51.1,41.1,28.9,{"v":24,"d":"24.0"},15.97,0.0745,0.16,13.47]
["January",23,"6AM to 7AM",6,"January 23, 2019 6:00","2019-01-23T06:00:00",51.1,40.4,{"v":27,"d":"27.0"},21.9,15.65,0.0745,0.14,13.46]
["January",23,"7AM to 8AM",7,"January 23, 2019 7:00","2019-01-23T07:00:00",{"v":50,"d":"50.0"},40.2,{"v":28,"d":"28.0"},{"v":23,"d":"23.0"},15.56,0.0746,0.15,13.44]
["January",23,"8AM to 9AM",8,"January 23, 2019 8:00","2019-01-23T08:00:00",{"v":50,"d":"50.0"},{"v":39,"d":"39.0"},24.1,19.1,14.96,0.0747,0.12,13.43]
["January",23,"9AM to 10AM",9,"January 23, 2019 9:00","2019-01-23T09:00:00",{"v":52,"d":"52.0"},{"v":40,"d":"40.0"},24.1,19.1,15.43,0.0744,0.12,13.48]
["January",23,"10AM to 11AM",10,"January 23, 2019 10:00","2019-01-23T10:00:00",{"v":54,"d":"54.0"},{"v":41,"d":"41.0"},24.1,19.1,15.91,0.0741,0.12,13.53]
["January",23,"11AM to 12PM",11,"January 23, 2019 11:00","2019-01-23T11:00:00",{"v":54,"d":"54.0"},40.7,{"v":23,"d":"23.0"},18.1,15.76,0.0741,0.12,13.53]
["January",23,"12PM to 1PM",12,"January 23, 2019 12:00","2019-01-23T12:00:00",{"v":57,"d":"57.0"},42.2,{"v":23,"d":"23.0"},18.1,{"v":16.5,"d":"16.50"},0.0737,0.12,13.61]
["January",23,"1PM to 2PM",13,"January 23, 2019 13:00","2019-01-23T13:00:00",{"v":59,"d":"59.0"},42.4,19.9,15.6,16.59,0.0734,{"v":0.1,"d":"0.10"},13.65]
["January",23,"2PM to 3PM",14,"January 23, 2019 14:00","2019-01-23T14:00:00",{"v":59,"d":"59.0"},{"v":42,"d":"42.0"},{"v":18,"d":"18.0"},14.2,16.37,0.0734,0.09,13.65]
["January",23,"3PM to 4PM",15,"January 23, 2019 15:00","2019-01-23T15:00:00",{"v":59,"d":"59.0"},40.6,10.9,10.1,15.73,0.0734,0.07,13.64]
["January",23,"4PM to 5PM",16,"January 23, 2019 16:00","2019-01-23T16:00:00",57.9,40.1,10.9,10.1,15.47,0.0736,0.07,13.61]
["January",23,"5PM to 6PM",17,"January 23, 2019 17:00","2019-01-23T17:00:00",55.9,{"v":39,"d":"39.0"},10.9,10.1,14.99,0.0739,0.07,13.56]
["January",23,"6PM to 7PM",18,"January 23, 2019 18:00","2019-01-23T18:00:00",53.1,37.9,12.9,11.1,14.46,0.0743,0.07,13.48]
["January",23,"7PM to 8PM",19,"January 23, 2019 19:00","2019-01-23T19:00:00",53.1,37.5,10.9,10.1,{"v":14.3,"d":"14.30"},0.0743,0.07,13.48]
["January",23,"8PM to 9PM",20,"January 23, 2019 20:00","2019-01-23T20:00:00",53.1,40.8,{"v":25,"d":"25.0"},19.9,15.82,0.0742,0.13,13.51]
["January",23,"9PM to 10PM",21,"January 23, 2019 21:00","2019-01-23T21:00:00",51.1,40.4,{"v":27,"d":"27.0"},21.9,15.65,0.0745,0.14,13.46]
["January",23,"10PM to 11PM",22,"January 23, 2019 22:00","2019-01-23T22:00:00",48.9,37.5,{"v":21,"d":"21.0"},16.5,14.29,0.0748,0.11,13.39]
["January",23,"11PM to 12AM",23,"January 23, 2019 23:00","2019-01-23T23:00:00",{"v":50,"d":"50.0"},35.1,6.1,7.9,13.22,0.0747,0.05,13.39]
["January",24,"12AM to 1AM",0,"January 24, 2019 0:00","2019-01-24",{"v":48,"d":"48.0"},33.7,3.9,{"v":7,"d":"7.0"},12.62,{"v":0.075,"d":"0.0750"},0.05,13.34]
["January",24,"1AM to 2AM",1,"January 24, 2019 1:00","2019-01-24T01:00:00",46.9,31.9,{"v":3,"d":"3.0"},6.7,12.31,0.0752,0.04,13.31]
["January",24,"2AM to 3AM",2,"January 24, 2019 2:00","2019-01-24T02:00:00",42.1,30.2,{"v":9,"d":"9.0"},9.1,11.51,0.0759,0.06,13.19]
["January",24,"3AM to 4AM",3,"January 24, 2019 3:00","2019-01-24T03:00:00",{"v":43,"d":"43.0"},29.9,3.9,{"v":7,"d":"7.0"},11.41,0.0758,0.05,13.21]
["January",24,"4AM to 5AM",4,"January 24, 2019 4:00","2019-01-24T04:00:00",44.1,30.2,1.9,6.3,11.56,0.0756,0.04,13.23]
["January",24,"5AM to 6AM",5,"January 24, 2019 5:00","2019-01-24T05:00:00",{"v":41,"d":"41.0"},28.7,{"v":3,"d":"3.0"},6.7,10.88,0.0761,0.04,13.15]
["January",24,"6AM to 7AM",6,"January 24, 2019 6:00","2019-01-24T06:00:00",{"v":39,"d":"39.0"},27.9,{"v":5,"d":"5.0"},7.4,10.51,0.0764,0.05,{"v":13.1,"d":"13.10"}]
["January",24,"7AM to 8AM",7,"January 24, 2019 7:00","2019-01-24T07:00:00",{"v":41,"d":"41.0"},28.8,3.9,{"v":7,"d":"7.0"},10.93,0.0761,0.05,13.15]
["January",24,"8AM to 9AM",8,"January 24, 2019 8:00","2019-01-24T08:00:00",{"v":46,"d":"46.0"},32.8,6.1,7.9,12.27,0.0753,0.05,13.29]
["January",24,"9AM to 10AM",9,"January 24, 2019 9:00","2019-01-24T09:00:00",{"v":50,"d":"50.0"},34.5,1.9,6.3,12.99,0.0748,0.04,13.39]
["January",24,"10AM to 11AM",10,"January 24, 2019 10:00","2019-01-24T10:00:00",{"v":54,"d":"54.0"},{"v":37,"d":"37.0"},3.9,{"v":7,"d":"7.0"},14.05,0.0742,0.05,{"v":13.5,"d":"13.50"}]
["January",24,"11AM to 12PM",11,"January 24, 2019 11:00","2019-01-24T11:00:00",55.9,38.4,{"v":7,"d":"7.0"},8.2,14.71,0.0739,0.05,13.55]
["January",24,"12PM to 1PM",12,"January 24, 2019 12:00","2019-01-24T12:00:00",57.9,39.9,{"v":10,"d":"10.0"},9.6,{"v":15.4,"d":"15.40"},0.0736,0.06,13.61]
["January",24,"1PM to 2PM",13,"January 24, 2019 13:00","2019-01-24T13:00:00",60.1,41.5,12.9,11.1,16.15,0.0733,0.07,13.67]
["January",24,"2PM to 3PM",14,"January 24, 2019 14:00","2019-01-24T14:00:00",{"v":61,"d":"61.0"},42.2,{"v":14,"d":"14.0"},11.7,16.46,0.0731,0.08,13.69]
["January",24,"3PM to 4PM",15,"January 24, 2019 15:00","2019-01-24T15:00:00",62.1,42.9,15.1,12.3,16.82,{"v":0.073,"d":"0.0730"},0.08,13.72]
["January",24,"4PM to 5PM",16,"January 24, 2019 16:00","2019-01-24T16:00:00",{"v":63,"d":"63.0"},43.5,{"v":16,"d":"16.0"},12.9,17.12,0.0729,0.08,13.75]
["January",24,"5PM to 6PM",17,"January 24, 2019 17:00","2019-01-24T17:00:00",60.1,41.7,{"v":14,"d":"14.0"},11.7,16.24,0.0733,0.08,13.67]
["January",24,"6PM to 7PM",18,"January 24, 2019 18:00","2019-01-24T18:00:00",{"v":57,"d":"57.0"},{"v":40,"d":"40.0"},12.9,11.1,15.41,0.0737,0.07,13.59]
["January",24,"7PM to 8PM",19,"January 24, 2019 19:00","2019-01-24T19:00:00",{"v":55,"d":"55.0"},38.9,12.9,11.1,14.93,{"v":0.074,"d":"0.0740"},0.07,13.54]
["January",24,"8PM to 9PM",20,"January 24, 2019 20:00","2019-01-24T20:00:00",53.1,37.2,{"v":9,"d":"9.0"},9.1,14.15,0.0743,0.06,13.48]
["January",24,"9PM to 10PM",21,"January 24, 2019 21:00","2019-01-24T21:00:00",51.1,36.6,{"v":12,"d":"12.0"},10.6,13.91,0.0746,0.07,13.43]
["January",24,"10PM to 11PM",22,"January 24, 2019 22:00","2019-01-24T22:00:00",{"v":48,"d":"48.0"},35.3,{"v":14,"d":"14.0"},11.7,13.34,{"v":0.075,"d":"0.0750"},0.08,13.35]
["January",24,"11PM to 12AM",23,"January 24, 2019 23:00","2019-01-24T23:00:00",{"v":52,"d":"52.0"},36.6,{"v":9,"d":"9.0"},9.1,13.89,0.0744,0.06,13.45]
["January",25,"12AM to 1AM",0,"January 25, 2019 0:00","2019-01-25",{"v":50,"d":"50.0"},35.5,{"v":9,"d":"9.0"},9.1,13.41,0.0747,0.06,{"v":13.4,"d":"13.40"}]
["January",25,"1AM to 2AM",1,{"$f":"A585&\" \"&B585&\", \"&$D$5&\" \"&D585&\":00\"","v":"January 25, 2019 1:00"},{"$f":"DATEVALUE(E585)+TIMEVALUE(E585)","v":"2019-01-25T01:00:00"},{"v":46,"d":"46.0"},33.6,10.9,10.1,12.61,0.0753,0.07,{"v":13.3,"d":"13.30"}]
["January",25,"2AM to 3AM",{"$f":"IF(D585+1>23,0,D585+1)","v":2},"January 25, 2019 2:00","2019-01-25T02:00:00",48.9,34.9,{"v":9,"d":"9.0"},9.1,13.15,0.0749,0.06,13.37]
["January",25,"3AM to 4AM",3,"January 25, 2019 3:00","2019-01-25T03:00:00",{"v":48,"d":"48.0"},34.6,{"v":10,"d":"10.0"},9.6,13.01,{"v":0.075,"d":"0.0750"},0.06,13.35]
["January",25,"4AM to 5AM",4,"January 25, 2019 4:00","2019-01-25T04:00:00",46.9,{"v":34,"d":"34.0"},{"v":10,"d":"10.0"},9.6,12.75,0.0752,0.06,13.32]
["January",25,"5AM to 6AM",5,"January 25, 2019 5:00","2019-01-25T05:00:00",42.1,32.2,15.1,12.3,12.01,0.0759,0.08,{"v":13.2,"d":"13.20"}]
["January",25,"6AM to 7AM",6,"January 25, 2019 6:00","2019-01-25T06:00:00",{"v":46,"d":"46.0"},33.6,10.9,10.1,12.61,0.0753,0.07,{"v":13.3,"d":"13.30"}]
["January",25,"7AM to 8AM",7,"January 25, 2019 7:00","2019-01-25T07:00:00",46.9,{"v":34,"d":"34.0"},{"v":10,"d":"10.0"},9.6,12.75,0.0752,0.06,13.32]
["January",25,"8AM to 9AM",8,"January 25, 2019 8:00","2019-01-25T08:00:00",51.1,36.8,12.9,11.1,13.98,0.0746,0.07,13.43]
["January",25,"9AM to 10AM",9,"January 25, 2019 9:00","2019-01-25T09:00:00",57.9,40.6,{"v":14,"d":"14.0"},11.7,15.72,0.0736,0.08,13.61]
["January",25,"10AM to 11AM",10,"January 25, 2019 10:00","2019-01-25T10:00:00",{"v":61,"d":"61.0"},42.2,{"v":14,"d":"14.0"},11.7,16.46,0.0731,0.08,13.69]
["January",25,"11AM to 12PM",11,"January 25, 2019 11:00","2019-01-25T11:00:00",{"v":64,"d":"64.0"},43.9,15.1,12.3,{"v":17.3,"d":"17.30"},0.0727,0.08,13.78]
["January",25,"12PM to 1PM",12,"January 25, 2019 12:00","2019-01-25T12:00:00",{"v":68,"d":"68.0"},46.3,{"v":18,"d":"18.0"},14.2,18.54,0.0722,0.09,13.89]
["January",25,"1PM to 2PM",13,"January 25, 2019 13:00","2019-01-25T13:00:00",69.1,47.9,{"v":23,"d":"23.0"},18.1,19.41,{"v":0.072,"d":"0.0720"},0.12,13.93]
["January",25,"2PM to 3PM",14,"January 25, 2019 14:00","2019-01-25T14:00:00",71.1,49.3,{"v":25,"d":"25.0"},19.9,20.17,0.0717,0.13,13.99]
["January",25,"3PM to 4PM",15,"January 25, 2019 15:00","2019-01-25T15:00:00",{"v":70,"d":"70.0"},48.8,{"v":25,"d":"25.0"},19.9,{"v":19.9,"d":"19.90"},0.0719,0.13,13.96]
["January",25,"4PM to 5PM",16,"January 25, 2019 16:00","2019-01-25T16:00:00",71.1,49.6,26.1,20.9,20.33,0.0717,0.14,13.99]
["January",25,"5PM to 6PM",17,"January 25, 2019 17:00","2019-01-25T17:00:00",66.9,47.2,24.1,19.1,19.04,0.0723,0.12,13.87]
["January",25,"6PM to 7PM",18,"January 25, 2019 18:00","2019-01-25T18:00:00",64.9,45.1,{"v":19,"d":"19.0"},{"v":15,"d":"15.0"},17.92,0.0726,{"v":0.1,"d":"0.10"},13.81]
["January",25,"7PM to 8PM",19,"January 25, 2019 19:00","2019-01-25T19:00:00",{"v":61,"d":"61.0"},43.4,19.9,15.6,17.07,0.0731,{"v":0.1,"d":"0.10"},13.71]
["January",25,"8PM to 9PM",20,"January 25, 2019 20:00","2019-01-25T20:00:00",{"v":55,"d":"55.0"},41.5,24.1,19.1,16.17,0.0739,0.12,13.56]
["January",25,"9PM to 10PM",21,"January 25, 2019 21:00","2019-01-25T21:00:00",53.1,39.7,{"v":21,"d":"21.0"},16.5,15.29,0.0742,0.11,{"v":13.5,"d":"13.50"}]
["January",25,"10PM to 11PM",22,"January 25, 2019 22:00","2019-01-25T22:00:00",{"v":52,"d":"52.0"},39.4,21.9,17.2,15.14,0.0744,0.11,13.47]
["January",25,"11PM to 12AM",23,"January 25, 2019 23:00","2019-01-25T23:00:00",{"v":50,"d":"50.0"},37.8,19.9,15.6,14.43,0.0747,{"v":0.1,"d":"0.10"},13.42]
["January",26,"12AM to 1AM",0,"January 26, 2019 0:00","2019-01-26",{"v":50,"d":"50.0"},37.6,{"v":19,"d":"19.0"},{"v":15,"d":"15.0"},14.32,0.0747,{"v":0.1,"d":"0.10"},13.42]
["January",26,"1AM to 2AM",1,"January 26, 2019 1:00","2019-01-26T01:00:00",{"v":52,"d":"52.0"},38.6,{"v":19,"d":"19.0"},{"v":15,"d":"15.0"},{"v":14.8,"d":"14.80"},0.0744,{"v":0.1,"d":"0.10"},13.47]
["January",26,"2AM to 3AM",2,"January 26, 2019 2:00","2019-01-26T02:00:00",{"v":48,"d":"48.0"},36.7,19.9,15.6,13.95,{"v":0.075,"d":"0.0750"},{"v":0.1,"d":"0.10"},13.37]
["January",26,"3AM to 4AM",3,"January 26, 2019 3:00","2019-01-26T03:00:00",{"v":46,"d":"46.0"},35.9,{"v":21,"d":"21.0"},16.5,{"v":13.6,"d":"13.60"},0.0753,0.11,13.32]
["January",26,"4AM to 5AM",4,"January 26, 2019 4:00","2019-01-26T04:00:00",{"v":46,"d":"46.0"},35.6,19.9,15.6,13.47,0.0753,{"v":0.1,"d":"0.10"},13.31]
["January",26,"5AM to 6AM",5,"January 26, 2019 5:00","2019-01-26T05:00:00",48.9,36.7,{"v":18,"d":"18.0"},14.2,13.94,0.0749,0.09,13.38]
["January",26,"6AM to 7AM",6,"January 26, 2019 6:00","2019-01-26T06:00:00",48.9,{"v":37,"d":"37.0"},{"v":19,"d":"19.0"},{"v":15,"d":"15.0"},14.06,0.0749,{"v":0.1,"d":"0.10"},13.39]
["January",26,"7AM to 8AM",7,"January 26, 2019 7:00","2019-01-26T07:00:00",51.1,37.9,{"v":18,"d":"18.0"},14.2,14.46,0.0745,0.09,13.44]
["January",26,"8AM to 9AM",8,"January 26, 2019 8:00","2019-01-26T08:00:00",53.1,39.4,19.9,15.6,15.16,0.0743,{"v":0.1,"d":"0.10"},{"v":13.5,"d":"13.50"}]
["January",26,"9AM to 10AM",9,"January 26, 2019 9:00","2019-01-26T09:00:00",{"v":59,"d":"59.0"},42.7,{"v":21,"d":"21.0"},16.5,16.72,0.0734,0.11,13.66]
["January",26,"10AM to 11AM",10,"January 26, 2019 10:00","2019-01-26T10:00:00",62.1,43.9,19.9,15.6,17.33,{"v":0.073,"d":"0.0730"},{"v":0.1,"d":"0.10"},13.73]
["January",26,"11AM to 12PM",11,"January 26, 2019 11:00","2019-01-26T11:00:00",{"v":66,"d":"66.0"},46.3,21.9,17.2,18.53,0.0724,0.11,13.84]
["January",26,"12PM to 1PM",12,"January 26, 2019 12:00","2019-01-26T12:00:00",69.1,48.2,24.1,19.1,19.56,{"v":0.072,"d":"0.0720"},0.12,13.93]
["January",26,"1PM to 2PM",13,"January 26, 2019 13:00","2019-01-26T13:00:00",{"v":72,"d":"72.0"},50.2,{"v":27,"d":"27.0"},21.9,20.69,0.0716,0.14,14.02]
["January",26,"2PM to 3PM",14,"January 26, 2019 14:00","2019-01-26T14:00:00",73.9,{"v":52,"d":"52.0"},{"v":30,"d":"30.0"},25.2,21.69,0.0713,0.16,14.08]
["January",26,"3PM to 4PM",15,"January 26, 2019 15:00","2019-01-26T15:00:00",73.9,52.6,{"v":32,"d":"32.0"},27.6,22.07,0.0713,0.18,14.09]
["January",26,"4PM to 5PM",16,"January 26, 2019 16:00","2019-01-26T16:00:00",73.9,52.6,{"v":32,"d":"32.0"},27.6,22.07,0.0713,0.18,14.09]
["January",26,"5PM to 6PM",17,"January 26, 2019 17:00","2019-01-26T17:00:00",{"v":70,"d":"70.0"},50.6,30.9,26.3,{"v":20.9,"d":"20.90"},0.0718,0.17,13.98]
["January",26,"6PM to 7PM",18,"January 26, 2019 18:00","2019-01-26T18:00:00",{"v":70,"d":"70.0"},50.9,{"v":32,"d":"32.0"},27.6,21.11,0.0718,0.18,13.98]
["January",26,"7PM to 8PM",19,"January 26, 2019 19:00","2019-01-26T19:00:00",62.1,45.8,{"v":27,"d":"27.0"},21.9,{"v":18.3,"d":"18.30"},0.0729,0.14,13.75]
["January",26,"8PM to 9PM",20,"January 26, 2019 20:00","2019-01-26T20:00:00",60.1,44.9,{"v":27,"d":"27.0"},21.9,17.82,0.0732,0.14,{"v":13.7,"d":"13.70"}]
["January",26,"9PM to 10PM",21,"January 26, 2019 21:00","2019-01-26T21:00:00",57.9,43.2,{"v":25,"d":"25.0"},19.9,{"v":17,"d":"17.00"},0.0735,0.13,13.64]
["January",26,"10PM to 11PM",22,"January 26, 2019 22:00","2019-01-26T22:00:00",55.9,42.9,{"v":27,"d":"27.0"},21.9,16.82,0.0738,0.14,13.59]
["January",26,"11PM to 12AM",23,"January 26, 2019 23:00","2019-01-26T23:00:00",{"v":54,"d":"54.0"},42.2,{"v":28,"d":"28.0"},{"v":23,"d":"23.0"},16.52,0.0741,0.15,13.54]
["January",27,"12AM to 1AM",0,"January 27, 2019 0:00","2019-01-27",{"v":55,"d":"55.0"},42.4,{"v":27,"d":"27.0"},21.9,{"v":16.6,"d":"16.60"},0.0739,0.14,13.57]
["January",27,"1AM to 2AM",1,"January 27, 2019 1:00","2019-01-27T01:00:00",53.1,41.8,{"v":28,"d":"28.0"},{"v":23,"d":"23.0"},{"v":16.3,"d":"16.30"},0.0742,0.15,13.52]
["January",27,"2AM to 3AM",2,"January 27, 2019 2:00","2019-01-27T02:00:00",53.1,41.8,{"v":28,"d":"28.0"},{"v":23,"d":"23.0"},{"v":16.3,"d":"16.30"},0.0742,0.15,13.52]
["January",27,"3AM to 4AM",3,"January 27, 2019 3:00","2019-01-27T03:00:00",{"v":52,"d":"52.0"},41.3,{"v":28,"d":"28.0"},{"v":23,"d":"23.0"},16.04,0.0744,0.15,13.49]
["January",27,"4AM to 5AM",4,"January 27, 2019 4:00","2019-01-27T04:00:00",51.1,40.8,{"v":28,"d":"28.0"},{"v":23,"d":"23.0"},15.82,0.0745,0.15,13.47]
["January",27,"5AM to 6AM",5,"January 27, 2019 5:00","2019-01-27T05:00:00",51.1,40.8,{"v":28,"d":"28.0"},{"v":23,"d":"23.0"},15.82,0.0745,0.15,13.47]
["January",27,"6AM to 7AM",6,"January 27, 2019 6:00","2019-01-27T06:00:00",{"v":50,"d":"50.0"},40.2,{"v":28,"d":"28.0"},{"v":23,"d":"23.0"},15.56,0.0746,0.15,13.44]
["January",27,"7AM to 8AM",7,"January 27, 2019 7:00","2019-01-27T07:00:00",{"v":48,"d":"48.0"},39.2,{"v":28,"d":"28.0"},{"v":23,"d":"23.0"},15.08,0.0749,0.15,13.39]
["January",27,"8AM to 9AM",8,"January 27, 2019 8:00","2019-01-27T08:00:00",{"v":52,"d":"52.0"},41.3,{"v":28,"d":"28.0"},{"v":23,"d":"23.0"},16.04,0.0744,0.15,13.49]
["January",27,"9AM to 10AM",9,"January 27, 2019 9:00","2019-01-27T09:00:00",{"v":57,"d":"57.0"},43.7,{"v":28,"d":"28.0"},{"v":23,"d":"23.0"},17.26,0.0736,0.15,13.63]
["January",27,"10AM to 11AM",10,"January 27, 2019 10:00","2019-01-27T10:00:00",60.1,45.5,28.9,{"v":24,"d":"24.0"},18.15,0.0732,0.16,13.71]
["January",27,"11AM to 12PM",11,"January 27, 2019 11:00","2019-01-27T11:00:00",{"v":64,"d":"64.0"},{"v":48,"d":"48.0"},30.9,26.3,19.46,0.0726,0.17,13.82]
["January",27,"12PM to 1PM",12,"January 27, 2019 12:00","2019-01-27T12:00:00",64.9,48.4,30.9,26.3,19.68,0.0725,0.17,13.84]
["January",27,"1PM to 2PM",13,"January 27, 2019 13:00","2019-01-27T13:00:00",66.9,49.6,{"v":32,"d":"32.0"},27.6,20.37,0.0722,0.18,{"v":13.9,"d":"13.90"}]
["January",27,"2PM to 3PM",14,"January 27, 2019 14:00","2019-01-27T14:00:00",{"v":68,"d":"68.0"},50.4,33.1,28.9,20.82,0.0721,0.19,13.93]
["January",27,"3PM to 4PM",15,"January 27, 2019 15:00","2019-01-27T15:00:00",66.9,{"v":50,"d":"50.0"},33.1,28.9,20.56,0.0722,0.19,{"v":13.9,"d":"13.90"}]
["January",27,"4PM to 5PM",16,"January 27, 2019 16:00","2019-01-27T16:00:00",66.9,{"v":50,"d":"50.0"},33.1,28.9,20.56,0.0722,0.19,{"v":13.9,"d":"13.90"}]
["January",27,"5PM to 6PM",17,{"$f":"A649&\" \"&B649&\", \"&$D$5&\" \"&D649&\":00\"","v":"January 27, 2019 17:00"},{"$f":"DATEVALUE(E649)+TIMEVALUE(E649)","v":"2019-01-27T17:00:00"},{"v":66,"d":"66.0"},49.6,33.1,28.9,20.34,0.0723,0.19,13.88]
["January",27,"6PM to 7PM",{"$f":"IF(D649+1>23,0,D649+1)","v":18},"January 27, 2019 18:00","2019-01-27T18:00:00",64.9,49.1,33.1,28.9,20.08,0.0725,0.19,13.85]
["January",27,"7PM to 8PM",19,"January 27, 2019 19:00","2019-01-27T19:00:00",60.1,47.9,{"v":36,"d":"36.0"},32.4,19.46,0.0731,0.21,13.74]
["January",27,"8PM to 9PM",20,"January 27, 2019 20:00","2019-01-27T20:00:00",{"v":61,"d":"61.0"},48.3,{"v":36,"d":"36.0"},32.4,19.67,{"v":0.073,"d":"0.0730"},0.21,13.76]
["January",27,"9PM to 10PM",21,"January 27, 2019 21:00","2019-01-27T21:00:00",60.1,47.6,35.1,31.2,19.28,0.0732,{"v":0.2,"d":"0.20"},13.73]
["January",27,"10PM to 11PM",22,"January 27, 2019 22:00","2019-01-27T22:00:00",57.9,46.6,35.1,31.2,18.76,0.0735,{"v":0.2,"d":"0.20"},13.67]
["January",27,"11PM to 12AM",23,"January 27, 2019 23:00","2019-01-27T23:00:00",57.9,46.3,{"v":34,"d":"34.0"},29.9,18.55,0.0735,{"v":0.2,"d":"0.20"},13.67]
["January",28,"12AM to 1AM",0,"January 28, 2019 0:00","2019-01-28",55.9,45.7,35.1,31.2,18.28,0.0737,{"v":0.2,"d":"0.20"},13.62]
["January",28,"1AM to 2AM",1,"January 28, 2019 1:00","2019-01-28T01:00:00",{"v":57,"d":"57.0"},45.8,{"v":34,"d":"34.0"},29.9,18.33,0.0736,{"v":0.2,"d":"0.20"},13.65]
["January",28,"2AM to 3AM",2,"January 28, 2019 2:00","2019-01-28T02:00:00",{"v":55,"d":"55.0"},45.6,{"v":36,"d":"36.0"},32.4,18.24,0.0739,0.21,{"v":13.6,"d":"13.60"}]
["January",28,"3AM to 4AM",3,"January 28, 2019 3:00","2019-01-28T03:00:00",{"v":54,"d":"54.0"},45.1,{"v":36,"d":"36.0"},32.4,17.98,{"v":0.074,"d":"0.0740"},0.21,13.57]
["January",28,"4AM to 5AM",4,"January 28, 2019 4:00","2019-01-28T04:00:00",53.1,45.1,{"v":37,"d":"37.0"},33.8,17.98,0.0741,0.22,13.55]
["January",28,"5AM to 6AM",5,"January 28, 2019 5:00","2019-01-28T05:00:00",53.1,45.5,37.9,{"v":35,"d":"35.0"},18.17,0.0741,0.23,13.56]
["January",28,"6AM to 7AM",6,"January 28, 2019 6:00","2019-01-28T06:00:00",53.1,44.7,{"v":36,"d":"36.0"},32.4,17.76,0.0741,0.21,13.55]
["January",28,"7AM to 8AM",7,"January 28, 2019 7:00","2019-01-28T07:00:00",{"v":52,"d":"52.0"},44.2,{"v":36,"d":"36.0"},32.4,{"v":17.5,"d":"17.50"},0.0743,0.21,13.52]
["January",28,"8AM to 9AM",8,"January 28, 2019 8:00","2019-01-28T08:00:00",{"v":55,"d":"55.0"},45.3,35.1,31.2,18.06,0.0739,{"v":0.2,"d":"0.20"},{"v":13.6,"d":"13.60"}]
["January",28,"9AM to 10AM",9,"January 28, 2019 9:00","2019-01-28T09:00:00",{"v":57,"d":"57.0"},45.8,{"v":34,"d":"34.0"},29.9,18.33,0.0736,{"v":0.2,"d":"0.20"},13.65]
["January",28,"10AM to 11AM",10,"January 28, 2019 10:00","2019-01-28T10:00:00",57.9,43.6,26.1,20.9,17.16,0.0735,0.14,13.64]
["January",28,"11AM to 12PM",11,"January 28, 2019 11:00","2019-01-28T11:00:00",{"v":64,"d":"64.0"},46.7,{"v":27,"d":"27.0"},21.9,18.77,0.0727,0.14,13.81]
["January",28,"12PM to 1PM",12,"January 28, 2019 12:00","2019-01-28T12:00:00",64.9,47.1,{"v":27,"d":"27.0"},21.9,18.99,0.0725,0.14,13.83]
["January",28,"1PM to 2PM",13,"January 28, 2019 13:00","2019-01-28T13:00:00",64.9,46.7,25.5,20.4,18.77,0.0725,0.13,13.83]
["January",28,"2PM to 3PM",14,"January 28, 2019 14:00","2019-01-28T14:00:00",{"v":64,"d":"64.0"},46.7,{"v":27,"d":"27.0"},21.9,18.77,0.0727,0.14,13.81]
["January",28,"3PM to 4PM",15,"January 28, 2019 15:00","2019-01-28T15:00:00",{"v":64,"d":"64.0"},{"v":47,"d":"47.0"},{"v":28,"d":"28.0"},{"v":23,"d":"23.0"},18.95,0.0726,0.15,13.81]
["January",28,"4PM to 5PM",16,"January 28, 2019 16:00","2019-01-28T16:00:00",{"v":63,"d":"63.0"},47.5,30.9,26.3,{"v":19.2,"d":"19.20"},0.0728,0.17,13.79]
["January",28,"5PM to 6PM",17,"January 28, 2019 17:00","2019-01-28T17:00:00",{"v":61,"d":"61.0"},46.6,30.9,26.3,18.72,0.0731,0.17,13.74]
["January",28,"6PM to 7PM",18,"January 28, 2019 18:00","2019-01-28T18:00:00",60.1,46.6,{"v":32,"d":"32.0"},27.6,18.72,0.0732,0.18,13.72]
["January",28,"7PM to 8PM",19,"January 28, 2019 19:00","2019-01-28T19:00:00",57.9,45.6,{"v":32,"d":"32.0"},27.6,18.19,0.0735,0.18,13.66]
["January",28,"8PM to 9PM",20,"January 28, 2019 20:00","2019-01-28T20:00:00",{"v":57,"d":"57.0"},45.5,33.1,28.9,18.17,0.0736,0.19,13.64]
["January",28,"9PM to 10PM",21,"January 28, 2019 21:00","2019-01-28T21:00:00",55.9,{"v":45,"d":"45.0"},33.1,28.9,17.91,0.0738,0.19,13.61]
["January",28,"10PM to 11PM",22,"January 28, 2019 22:00","2019-01-28T22:00:00",55.9,44.6,{"v":32,"d":"32.0"},27.6,17.71,0.0738,0.18,13.61]
["January",28,"11PM to 12AM",23,"January 28, 2019 23:00","2019-01-28T23:00:00",{"v":54,"d":"54.0"},44.1,33.1,28.9,17.43,{"v":0.074,"d":"0.0740"},0.19,13.56]
["January",29,"12AM to 1AM",0,"January 29, 2019 0:00","2019-01-29",{"v":52,"d":"52.0"},43.1,33.1,28.9,16.95,0.0743,0.19,13.51]
["January",29,"1AM to 2AM",1,"January 29, 2019 1:00","2019-01-29T01:00:00",{"v":52,"d":"52.0"},43.8,35.1,31.2,17.32,0.0743,{"v":0.2,"d":"0.20"},13.52]
["January",29,"2AM to 3AM",2,"January 29, 2019 2:00","2019-01-29T02:00:00",{"v":52,"d":"52.0"},43.8,35.1,31.2,17.32,0.0743,{"v":0.2,"d":"0.20"},13.52]
["January",29,"3AM to 4AM",3,"January 29, 2019 3:00","2019-01-29T03:00:00",{"v":50,"d":"50.0"},43.2,{"v":36,"d":"36.0"},32.4,17.02,0.0746,0.21,13.47]
["January",29,"4AM to 5AM",4,"January 29, 2019 4:00","2019-01-29T04:00:00",{"v":52,"d":"52.0"},42.7,{"v":32,"d":"32.0"},27.6,16.76,0.0743,0.18,13.51]
["January",29,"5AM to 6AM",5,"January 29, 2019 5:00","2019-01-29T05:00:00",51.1,41.5,{"v":30,"d":"30.0"},25.2,16.17,0.0745,0.16,13.48]
["January",29,"6AM to 7AM",6,"January 29, 2019 6:00","2019-01-29T06:00:00",51.1,41.1,28.9,{"v":24,"d":"24.0"},15.97,0.0745,0.16,13.47]
["January",29,"7AM to 8AM",7,"January 29, 2019 7:00","2019-01-29T07:00:00",{"v":50,"d":"50.0"},41.7,{"v":32,"d":"32.0"},27.6,16.28,0.0746,0.18,13.45]
["January",29,"8AM to 9AM",8,"January 29, 2019 8:00","2019-01-29T08:00:00",51.1,42.7,33.1,28.9,16.73,0.0745,0.19,13.49]
["January",29,"9AM to 10AM",9,"January 29, 2019 9:00","2019-01-29T09:00:00",{"v":52,"d":"52.0"},{"v":42,"d":"42.0"},{"v":30,"d":"30.0"},25.2,16.38,0.0743,0.16,{"v":13.5,"d":"13.50"}]
["January",29,"10AM to 11AM",10,"January 29, 2019 10:00","2019-01-29T10:00:00",{"v":54,"d":"54.0"},43.3,30.9,26.3,17.03,0.0741,0.17,13.55]
["January",29,"11AM to 12PM",11,"January 29, 2019 11:00","2019-01-29T11:00:00",{"v":55,"d":"55.0"},42.4,{"v":27,"d":"27.0"},21.9,{"v":16.6,"d":"16.60"},0.0739,0.14,13.57]
["January",29,"12PM to 1PM",12,"January 29, 2019 12:00","2019-01-29T12:00:00",{"v":55,"d":"55.0"},42.4,{"v":27,"d":"27.0"},21.9,{"v":16.6,"d":"16.60"},0.0739,0.14,13.57]
["January",29,"1PM to 2PM",13,"January 29, 2019 13:00","2019-01-29T13:00:00",{"v":59,"d":"59.0"},44.3,{"v":27,"d":"27.0"},21.9,17.56,0.0734,0.14,13.67]
["January",29,"2PM to 3PM",14,"January 29, 2019 14:00","2019-01-29T14:00:00",57.9,43.2,{"v":25,"d":"25.0"},19.9,{"v":17,"d":"17.00"},0.0735,0.13,13.64]
["January",29,"3PM to 4PM",15,"January 29, 2019 15:00","2019-01-29T15:00:00",{"v":57,"d":"57.0"},41.9,21.9,17.2,16.36,0.0737,0.11,13.61]
["January",29,"4PM to 5PM",16,"January 29, 2019 16:00","2019-01-29T16:00:00",{"v":59,"d":"59.0"},43.2,{"v":23,"d":"23.0"},18.1,16.98,0.0734,0.12,13.66]
["January",29,"5PM to 6PM",17,"January 29, 2019 17:00","2019-01-29T17:00:00",55.9,41.4,21.9,17.2,{"v":16.1,"d":"16.10"},0.0738,0.11,13.58]
["January",29,"6PM to 7PM",18,"January 29, 2019 18:00","2019-01-29T18:00:00",55.9,41.4,21.9,17.2,{"v":16.1,"d":"16.10"},0.0738,0.11,13.58]
["January",29,"7PM to 8PM",19,"January 29, 2019 19:00","2019-01-29T19:00:00",{"v":54,"d":"54.0"},40.7,{"v":23,"d":"23.0"},18.1,15.76,0.0741,0.12,13.53]
["January",29,"8PM to 9PM",20,"January 29, 2019 20:00","2019-01-29T20:00:00",{"v":54,"d":"54.0"},{"v":41,"d":"41.0"},24.1,19.1,15.91,0.0741,0.12,13.53]
["January",29,"9PM to 10PM",21,"January 29, 2019 21:00","2019-01-29T21:00:00",53.1,40.8,{"v":25,"d":"25.0"},19.9,15.82,0.0742,0.13,13.51]
["January",29,"10PM to 11PM",22,"January 29, 2019 22:00","2019-01-29T22:00:00",53.1,40.2,{"v":23,"d":"23.0"},18.1,15.55,0.0742,0.12,13.51]
["January",29,"11PM to 12AM",23,"January 29, 2019 23:00","2019-01-29T23:00:00",53.1,40.2,{"v":23,"d":"23.0"},18.1,15.55,0.0742,0.12,13.51]
["January",30,"12AM to 1AM",0,"January 30, 2019 0:00","2019-01-30",{"v":52,"d":"52.0"},40.9,{"v":27,"d":"27.0"},21.9,15.86,0.0744,0.14,13.49]
["January",30,"1AM to 2AM",1,"January 30, 2019 1:00","2019-01-30T01:00:00",{"v":50,"d":"50.0"},40.2,{"v":28,"d":"28.0"},{"v":23,"d":"23.0"},15.56,0.0746,0.15,13.44]
["January",30,"2AM to 3AM",2,"January 30, 2019 2:00","2019-01-30T02:00:00",51.1,41.1,28.9,{"v":24,"d":"24.0"},15.97,0.0745,0.16,13.47]
["January",30,"3AM to 4AM",3,"January 30, 2019 3:00","2019-01-30T03:00:00",46.9,38.7,{"v":28,"d":"28.0"},{"v":23,"d":"23.0"},14.82,0.0751,0.15,13.36]
["January",30,"4AM to 5AM",4,"January 30, 2019 4:00","2019-01-30T04:00:00",{"v":46,"d":"46.0"},40.1,33.1,28.9,15.51,0.0752,0.19,13.35]
["January",30,"5AM to 6AM",5,"January 30, 2019 5:00","2019-01-30T05:00:00",{"v":45,"d":"45.0"},40.3,35.1,31.2,15.62,0.0753,{"v":0.2,"d":"0.20"},13.33]
["January",30,"6AM to 7AM",6,"January 30, 2019 6:00","2019-01-30T06:00:00",44.1,40.7,{"v":37,"d":"37.0"},33.8,{"v":15.8,"d":"15.80"},0.0755,0.22,13.32]
["January",30,"7AM to 8AM",7,"January 30, 2019 7:00","2019-01-30T07:00:00",42.1,40.1,37.9,{"v":35,"d":"35.0"},15.51,0.0757,0.23,13.27]
["January",30,"8AM to 9AM",8,"January 30, 2019 8:00","2019-01-30T08:00:00",42.1,39.7,{"v":37,"d":"37.0"},33.8,15.32,0.0758,0.22,13.26]
["January",30,"9AM to 10AM",9,{"$f":"A713&\" \"&B713&\", \"&$D$5&\" \"&D713&\":00\"","v":"January 30, 2019 9:00"},{"$f":"DATEVALUE(E713)+TIMEVALUE(E713)","v":"2019-01-30T09:00:00"},{"v":43,"d":"43.0"},40.6,37.9,{"v":35,"d":"35.0"},15.73,0.0756,0.23,13.29]
["January",30,"10AM to 11AM",{"$f":"IF(D713+1>23,0,D713+1)","v":10},"January 30, 2019 10:00","2019-01-30T10:00:00",44.1,40.7,{"v":37,"d":"37.0"},33.8,{"v":15.8,"d":"15.80"},0.0755,0.22,13.32]
["January",30,"11AM to 12PM",11,"January 30, 2019 11:00","2019-01-30T11:00:00",{"v":45,"d":"45.0"},40.7,{"v":36,"d":"36.0"},32.4,{"v":15.8,"d":"15.80"},0.0753,0.21,13.34]
["January",30,"12PM to 1PM",12,"January 30, 2019 12:00","2019-01-30T12:00:00",{"v":45,"d":"45.0"},41.6,37.9,{"v":35,"d":"35.0"},16.21,0.0753,0.23,13.34]
["January",30,"1PM to 2PM",13,"January 30, 2019 13:00","2019-01-30T13:00:00",48.9,41.6,33.1,28.9,16.21,0.0748,0.19,13.43]
["January",30,"2PM to 3PM",14,"January 30, 2019 14:00","2019-01-30T14:00:00",53.1,41.8,{"v":28,"d":"28.0"},{"v":23,"d":"23.0"},{"v":16.3,"d":"16.30"},0.0742,0.15,13.52]
["January",30,"3PM to 4PM",15,"January 30, 2019 15:00","2019-01-30T15:00:00",{"v":52,"d":"52.0"},40.6,26.1,20.9,15.72,0.0744,0.14,13.49]
["January",30,"4PM to 5PM",16,"January 30, 2019 16:00","2019-01-30T16:00:00",{"v":50,"d":"50.0"},41.3,30.9,26.3,16.07,0.0746,0.17,13.45]
["January",30,"5PM to 6PM",17,"January 30, 2019 17:00","2019-01-30T17:00:00",48.9,40.8,30.9,26.3,15.81,0.0748,0.17,13.42]
["January",30,"6PM to 7PM",18,"January 30, 2019 18:00","2019-01-30T18:00:00",46.9,41.4,35.1,31.2,{"v":16.1,"d":"16.10"},{"v":0.075,"d":"0.0750"},{"v":0.2,"d":"0.20"},13.38]
["January",30,"7PM to 8PM",19,"January 30, 2019 19:00","2019-01-30T19:00:00",{"v":46,"d":"46.0"},41.7,{"v":37,"d":"37.0"},33.8,16.28,0.0752,0.22,13.37]
["January",30,"8PM to 9PM",20,"January 30, 2019 20:00","2019-01-30T20:00:00",46.9,35.9,{"v":19,"d":"19.0"},{"v":15,"d":"15.0"},13.58,0.0752,{"v":0.1,"d":"0.10"},13.33]
["January",30,"9PM to 10PM",21,"January 30, 2019 21:00","2019-01-30T21:00:00",{"v":45,"d":"45.0"},34.5,{"v":18,"d":"18.0"},14.2,12.99,0.0755,0.09,13.28]
["January",30,"10PM to 11PM",22,"January 30, 2019 22:00","2019-01-30T22:00:00",44.1,33.5,{"v":16,"d":"16.0"},12.9,12.57,0.0756,0.08,13.25]
["January",30,"11PM to 12AM",23,"January 30, 2019 23:00","2019-01-30T23:00:00",44.1,33.5,{"v":16,"d":"16.0"},12.9,12.57,0.0756,0.08,13.25]
["January",31,"12AM to 1AM",0,"January 31, 2019 0:00","2019-01-31",{"v":41,"d":"41.0"},34.3,{"v":25,"d":"25.0"},19.9,12.91,{"v":0.076,"d":"0.0760"},0.13,13.19]
["January",31,"1AM to 2AM",1,"January 31, 2019 1:00","2019-01-31T01:00:00",{"v":41,"d":"41.0"},33.7,{"v":23,"d":"23.0"},18.1,12.64,{"v":0.076,"d":"0.0760"},0.12,13.19]
["January",31,"2AM to 3AM",2,"January 31, 2019 2:00","2019-01-31T02:00:00",39.9,37.3,{"v":34,"d":"34.0"},29.9,{"v":14.2,"d":"14.20"},0.0761,{"v":0.2,"d":"0.20"},13.19]
["January",31,"3AM to 4AM",3,"January 31, 2019 3:00","2019-01-31T03:00:00",{"v":37,"d":"37.0"},34.4,30.9,26.3,12.94,0.0766,0.17,13.11]
["January",31,"4AM to 5AM",4,"January 31, 2019 4:00","2019-01-31T04:00:00",{"v":37,"d":"37.0"},34.4,30.9,26.3,12.94,0.0766,0.17,13.11]
["January",31,"5AM to 6AM",5,"January 31, 2019 5:00","2019-01-31T05:00:00",{"v":37,"d":"37.0"},35.3,33.1,28.9,13.34,0.0766,0.19,13.12]
["January",31,"6AM to 7AM",6,"January 31, 2019 6:00","2019-01-31T06:00:00",{"v":37,"d":"37.0"},34.4,30.9,26.3,12.94,0.0766,0.17,13.11]
["January",31,"7AM to 8AM",7,"January 31, 2019 7:00","2019-01-31T07:00:00",{"v":37,"d":"37.0"},{"v":34,"d":"34.0"},{"v":30,"d":"30.0"},25.2,12.77,0.0766,0.16,{"v":13.1,"d":"13.10"}]
["January",31,"8AM to 9AM",8,"January 31, 2019 8:00","2019-01-31T08:00:00",39.9,34.1,26.1,20.9,12.81,0.0762,0.14,13.17]
["January",31,"9AM to 10AM",9,"January 31, 2019 9:00","2019-01-31T09:00:00",44.1,36.7,{"v":27,"d":"27.0"},21.9,13.95,0.0755,0.14,13.28]
["January",31,"10AM to 11AM",10,"January 31, 2019 10:00","2019-01-31T10:00:00",{"v":46,"d":"46.0"},37.8,{"v":27,"d":"27.0"},21.9,14.43,0.0752,0.14,13.33]
["January",31,"11AM to 12PM",11,"January 31, 2019 11:00","2019-01-31T11:00:00",48.9,{"v":40,"d":"40.0"},28.9,{"v":24,"d":"24.0"},15.45,0.0748,0.16,13.41]
["January",31,"12PM to 1PM",12,"January 31, 2019 12:00","2019-01-31T12:00:00",{"v":50,"d":"50.0"},39.9,{"v":27,"d":"27.0"},21.9,15.39,0.0747,0.14,13.44]
["January",31,"1PM to 2PM",13,"January 31, 2019 13:00","2019-01-31T13:00:00",51.1,40.4,{"v":27,"d":"27.0"},21.9,15.65,0.0745,0.14,13.46]
["January",31,"2PM to 3PM",14,"January 31, 2019 14:00","2019-01-31T14:00:00",{"v":54,"d":"54.0"},40.2,{"v":21,"d":"21.0"},16.5,15.51,0.0741,0.11,13.52]
["January",31,"3PM to 4PM",15,"January 31, 2019 15:00","2019-01-31T15:00:00",{"v":54,"d":"54.0"},40.2,{"v":21,"d":"21.0"},16.5,15.51,0.0741,0.11,13.52]
["January",31,"4PM to 5PM",16,"January 31, 2019 16:00","2019-01-31T16:00:00",53.1,39.4,19.9,15.6,15.16,0.0743,{"v":0.1,"d":"0.10"},{"v":13.5,"d":"13.50"}]
["January",31,"5PM to 6PM",17,"January 31, 2019 17:00","2019-01-31T17:00:00",53.1,39.7,{"v":21,"d":"21.0"},16.5,15.29,0.0742,0.11,{"v":13.5,"d":"13.50"}]
["January",31,"6PM to 7PM",18,"January 31, 2019 18:00","2019-01-31T18:00:00",{"v":52,"d":"52.0"},39.1,{"v":21,"d":"21.0"},16.5,15.03,0.0744,0.11,13.47]
["January",31,"7PM to 8PM",19,"January 31, 2019 19:00","2019-01-31T19:00:00",48.9,{"v":39,"d":"39.0"},26.1,20.9,14.98,0.0748,0.14,13.41]
["January",31,"8PM to 9PM",20,"January 31, 2019 20:00","2019-01-31T20:00:00",46.9,37.6,{"v":25,"d":"25.0"},19.9,14.35,0.0751,0.13,13.35]
["January",31,"9PM to 10PM",21,"January 31, 2019 21:00","2019-01-31T21:00:00",48.4,39.7,28.9,{"v":24,"d":"24.0"},15.32,0.0749,0.16,{"v":13.4,"d":"13.40"}]
["January",31,"10PM to 11PM",22,"January 31, 2019 22:00","2019-01-31T22:00:00",49.8,41.9,32.7,28.4,16.36,0.0746,0.19,13.45]
["January",31,"11PM to 12AM",23,"January 31, 2019 23:00","2019-01-31T23:00:00",51.3,44.1,36.5,33.1,17.43,0.0744,0.22,{"v":13.5,"d":"13.50"}]
["February",1,"12AM to 1AM",0,"February 1, 2019 0:00","2019-02-01",52.7,46.4,40.5,38.7,18.65,0.0742,0.25,13.56]
["February",1,"1AM to 2AM",1,"February 1, 2019 1:00","2019-02-01T01:00:00",54.1,48.8,44.2,44.8,19.95,0.0739,0.29,13.62]
["February",1,"2AM to 3AM",2,"February 1, 2019 2:00","2019-02-01T02:00:00",55.6,51.4,48.2,52.2,21.43,0.0737,0.34,13.68]
["February",1,"3AM to 4AM",3,"February 1, 2019 3:00","2019-02-01T03:00:00",{"v":57,"d":"57.0"},{"v":54,"d":"54.0"},{"v":52,"d":"52.0"},60.2,23.02,0.0734,0.39,13.74]
["February",1,"4AM to 5AM",4,"February 1, 2019 4:00","2019-02-01T04:00:00",55.9,53.6,{"v":52,"d":"52.0"},60.2,22.76,0.0736,0.39,13.71]
["February",1,"5AM to 6AM",5,"February 1, 2019 5:00","2019-02-01T05:00:00",55.9,53.6,{"v":52,"d":"52.0"},60.2,22.76,0.0736,0.39,13.71]
["February",1,"6AM to 7AM",6,"February 1, 2019 6:00","2019-02-01T06:00:00",{"v":55,"d":"55.0"},53.9,53.1,62.6,22.93,0.0737,0.41,{"v":13.7,"d":"13.70"}]
["February",1,"7AM to 8AM",7,"February 1, 2019 7:00","2019-02-01T07:00:00",55.9,53.6,{"v":52,"d":"52.0"},60.2,22.76,0.0736,0.39,13.71]
["February",1,"8AM to 9AM",8,"February 1, 2019 8:00","2019-02-01T08:00:00",{"v":57,"d":"57.0"},54.6,53.1,62.6,23.41,0.0734,0.41,13.75]
["February",1,"9AM to 10AM",9,"February 1, 2019 9:00","2019-02-01T09:00:00",{"v":61,"d":"61.0"},56.2,53.1,62.6,24.37,0.0728,0.41,13.85]
["February",1,"10AM to 11AM",10,"February 1, 2019 10:00","2019-02-01T10:00:00",{"v":64,"d":"64.0"},56.8,{"v":52,"d":"52.0"},60.2,24.74,0.0724,0.39,13.93]
["February",1,"11AM to 12PM",11,"February 1, 2019 11:00","2019-02-01T11:00:00",64.9,55.5,48.9,53.6,23.94,0.0723,0.35,13.93]
["February",1,"12PM to 1PM",12,"February 1, 2019 12:00","2019-02-01T12:00:00",{"v":68,"d":"68.0"},56.3,{"v":48,"d":"48.0"},51.8,{"v":24.4,"d":"24.40"},0.0719,0.34,14.01]
["February",1,"1PM to 2PM",13,"February 1, 2019 13:00","2019-02-01T13:00:00",69.1,56.7,{"v":48,"d":"48.0"},51.8,24.66,0.0718,0.34,14.03]
["February",1,"2PM to 3PM",14,"February 1, 2019 14:00","2019-02-01T14:00:00",{"v":70,"d":"70.0"},57.5,48.9,53.6,25.16,0.0716,0.35,14.06]
["February",1,"3PM to 4PM",15,"February 1, 2019 15:00","2019-02-01T15:00:00",{"v":70,"d":"70.0"},{"v":57,"d":"57.0"},{"v":48,"d":"48.0"},51.8,24.88,0.0717,0.34,14.06]
["February",1,"4PM to 5PM",16,"February 1, 2019 16:00","2019-02-01T16:00:00",{"v":70,"d":"70.0"},56.5,46.9,49.7,24.56,0.0717,0.32,14.05]
["February",1,"5PM to 6PM",17,"February 1, 2019 17:00","2019-02-01T17:00:00",{"v":68,"d":"68.0"},56.3,{"v":48,"d":"48.0"},51.8,{"v":24.4,"d":"24.40"},0.0719,0.34,14.01]
["February",1,"6PM to 7PM",18,"February 1, 2019 18:00","2019-02-01T18:00:00",64.9,56.6,51.1,58.2,24.64,0.0723,0.38,13.94]
["February",1,"7PM to 8PM",19,"February 1, 2019 19:00","2019-02-01T19:00:00",{"v":64,"d":"64.0"},55.7,{"v":50,"d":"50.0"},55.8,24.07,0.0724,0.36,13.91]
["February",1,"8PM to 9PM",20,"February 1, 2019 20:00","2019-02-01T20:00:00",62.1,55.5,51.1,58.2,23.94,0.0727,0.38,13.87]
["February",1,"9PM to 10PM",21,"February 1, 2019 21:00","2019-02-01T21:00:00",{"v":61,"d":"61.0"},55.1,51.1,58.2,23.68,0.0729,0.38,13.84]
["February",1,"10PM to 11PM",22,"February 1, 2019 22:00","2019-02-01T22:00:00",{"v":59,"d":"59.0"},54.3,51.1,58.2,{"v":23.2,"d":"23.20"},0.0731,0.38,13.79]
["February",1,"11PM to 12AM",23,"February 1, 2019 23:00","2019-02-01T23:00:00",{"v":59,"d":"59.0"},54.3,51.1,58.2,{"v":23.2,"d":"23.20"},0.0731,0.38,13.79]
["February",2,"12AM to 1AM",0,"February 2, 2019 0:00","2019-02-02",{"v":57,"d":"57.0"},{"v":54,"d":"54.0"},{"v":52,"d":"52.0"},60.2,23.02,0.0734,0.39,13.74]
["February",2,"1AM to 2AM",1,{"$f":"A777&\" \"&B777&\", \"&$D$5&\" \"&D777&\":00\"","v":"February 2, 2019 1:00"},{"$f":"DATEVALUE(E777)+TIMEVALUE(E777)","v":"2019-02-02T01:00:00"},55.9,53.6,{"v":52,"d":"52.0"},60.2,22.76,0.0736,0.39,13.71]
["February",2,"2AM to 3AM",{"$f":"IF(D777+1>23,0,D777+1)","v":2},"February 2, 2019 2:00","2019-02-02T02:00:00",{"v":55,"d":"55.0"},53.2,{"v":52,"d":"52.0"},60.2,22.54,0.0737,0.39,13.69]
["February",2,"3AM to 4AM",3,"February 2, 2019 3:00","2019-02-02T03:00:00",{"v":54,"d":"54.0"},52.3,51.1,58.2,21.97,0.0739,0.38,13.65]
["February",2,"4AM to 5AM",4,"February 2, 2019 4:00","2019-02-02T04:00:00",{"v":54,"d":"54.0"},52.3,51.1,58.2,21.97,0.0739,0.38,13.65]
["February",2,"5AM to 6AM",5,"February 2, 2019 5:00","2019-02-02T05:00:00",53.1,50.7,48.9,53.6,21.05,{"v":0.074,"d":"0.0740"},0.35,13.62]
["February",2,"6AM to 7AM",6,"February 2, 2019 6:00","2019-02-02T06:00:00",53.1,51.3,{"v":50,"d":"50.0"},55.8,21.39,{"v":0.074,"d":"0.0740"},0.36,13.62]
["February",2,"7AM to 8AM",7,"February 2, 2019 7:00","2019-02-02T07:00:00",53.1,51.3,{"v":50,"d":"50.0"},55.8,21.39,{"v":0.074,"d":"0.0740"},0.36,13.62]
["February",2,"8AM to 9AM",8,"February 2, 2019 8:00","2019-02-02T08:00:00",55.9,52.5,{"v":50,"d":"50.0"},55.8,22.09,0.0736,0.36,{"v":13.7,"d":"13.70"}]
["February",2,"9AM to 10AM",9,"February 2, 2019 9:00","2019-02-02T09:00:00",{"v":59,"d":"59.0"},54.8,{"v":52,"d":"52.0"},60.2,23.51,0.0731,0.39,13.79]
["February",2,"10AM to 11AM",10,"February 2, 2019 10:00","2019-02-02T10:00:00",62.1,55.5,51.1,58.2,23.94,0.0727,0.38,13.87]
["February",2,"11AM to 12PM",11,"February 2, 2019 11:00","2019-02-02T11:00:00",64.9,57.1,{"v":52,"d":"52.0"},60.2,24.96,0.0723,0.39,13.95]
["February",2,"12PM to 1PM",12,"February 2, 2019 12:00","2019-02-02T12:00:00",66.9,57.9,{"v":52,"d":"52.0"},60.2,25.44,{"v":0.072,"d":"0.0720"},0.39,{"v":14,"d":"14.00"}]
["February",2,"1PM to 2PM",13,"February 2, 2019 13:00","2019-02-02T13:00:00",{"v":70,"d":"70.0"},58.5,51.1,58.2,25.87,0.0716,0.38,14.08]
["February",2,"2PM to 3PM",14,"February 2, 2019 14:00","2019-02-02T14:00:00",71.1,58.4,{"v":50,"d":"50.0"},55.8,25.77,0.0715,0.36,{"v":14.1,"d":"14.10"}]
["February",2,"3PM to 4PM",15,"February 2, 2019 15:00","2019-02-02T15:00:00",71.1,57.9,48.9,53.6,25.43,0.0715,0.35,14.09]
["February",2,"4PM to 5PM",16,"February 2, 2019 16:00","2019-02-02T16:00:00",{"v":70,"d":"70.0"},{"v":57,"d":"57.0"},{"v":48,"d":"48.0"},51.8,24.88,0.0717,0.34,14.06]
["February",2,"5PM to 6PM",17,"February 2, 2019 17:00","2019-02-02T17:00:00",{"v":68,"d":"68.0"},55.4,{"v":46,"d":"46.0"},{"v":48,"d":"48.0"},23.81,0.0719,0.31,13.99]
["February",2,"6PM to 7PM",18,"February 2, 2019 18:00","2019-02-02T18:00:00",64.9,54.6,46.9,49.7,23.33,0.0724,0.32,13.92]
["February",2,"7PM to 8PM",19,"February 2, 2019 19:00","2019-02-02T19:00:00",62.1,{"v":54,"d":"54.0"},{"v":48,"d":"48.0"},51.8,22.96,0.0727,0.34,13.85]
["February",2,"8PM to 9PM",20,"February 2, 2019 20:00","2019-02-02T20:00:00",{"v":61,"d":"61.0"},53.5,{"v":48,"d":"48.0"},51.8,22.69,0.0729,0.34,13.82]
["February",2,"9PM to 10PM",21,"February 2, 2019 21:00","2019-02-02T21:00:00",60.1,52.6,46.9,49.7,22.15,{"v":0.073,"d":"0.0730"},0.32,13.79]
["February",2,"10PM to 11PM",22,"February 2, 2019 22:00","2019-02-02T22:00:00",{"v":59,"d":"59.0"},52.7,{"v":48,"d":"48.0"},51.8,22.21,0.0732,0.34,13.77]
["February",2,"11PM to 12AM",23,"February 2, 2019 23:00","2019-02-02T23:00:00",{"v":57,"d":"57.0"},51.4,46.9,49.7,21.41,0.0735,0.32,13.71]
["February",3,"12AM to 1AM",0,"February 3, 2019 0:00","2019-02-03",55.9,50.9,46.9,49.7,21.14,0.0736,0.32,13.68]
["February",3,"1AM to 2AM",1,"February 3, 2019 1:00","2019-02-03T01:00:00",{"v":54,"d":"54.0"},50.6,{"v":48,"d":"48.0"},51.8,20.99,0.0739,0.34,13.63]
["February",3,"2AM to 3AM",2,"February 3, 2019 2:00","2019-02-03T02:00:00",{"v":54,"d":"54.0"},50.6,{"v":48,"d":"48.0"},51.8,20.99,0.0739,0.34,13.63]
["February",3,"3AM to 4AM",3,"February 3, 2019 3:00","2019-02-03T03:00:00",53.1,49.7,46.9,49.7,20.44,{"v":0.074,"d":"0.0740"},0.32,{"v":13.6,"d":"13.60"}]
["February",3,"4AM to 5AM",4,"February 3, 2019 4:00","2019-02-03T04:00:00",51.1,48.8,46.9,49.7,19.96,0.0743,0.32,13.55]
["February",3,"5AM to 6AM",5,"February 3, 2019 5:00","2019-02-03T05:00:00",{"v":50,"d":"50.0"},47.8,{"v":46,"d":"46.0"},{"v":48,"d":"48.0"},19.44,0.0745,0.31,13.52]
["February",3,"6AM to 7AM",6,"February 3, 2019 6:00","2019-02-03T06:00:00",{"v":50,"d":"50.0"},47.8,{"v":46,"d":"46.0"},{"v":48,"d":"48.0"},19.44,0.0745,0.31,13.52]
["February",3,"7AM to 8AM",7,"February 3, 2019 7:00","2019-02-03T07:00:00",{"v":50,"d":"50.0"},47.8,{"v":46,"d":"46.0"},{"v":48,"d":"48.0"},19.44,0.0745,0.31,13.52]
["February",3,"8AM to 9AM",8,"February 3, 2019 8:00","2019-02-03T08:00:00",53.1,49.7,46.9,49.7,20.44,{"v":0.074,"d":"0.0740"},0.32,{"v":13.6,"d":"13.60"}]
["February",3,"9AM to 10AM",9,"February 3, 2019 9:00","2019-02-03T09:00:00",{"v":57,"d":"57.0"},51.4,46.9,49.7,21.41,0.0735,0.32,13.71]
["February",3,"10AM to 11AM",10,"February 3, 2019 10:00","2019-02-03T10:00:00",{"v":59,"d":"59.0"},50.3,{"v":43,"d":"43.0"},42.7,{"v":20.8,"d":"20.80"},0.0732,0.28,13.74]
["February",3,"11AM to 12PM",11,"February 3, 2019 11:00","2019-02-03T11:00:00",{"v":63,"d":"63.0"},53.4,{"v":46,"d":"46.0"},{"v":48,"d":"48.0"},22.59,0.0726,0.31,13.86]
["February",3,"12PM to 1PM",12,"February 3, 2019 12:00","2019-02-03T12:00:00",{"v":66,"d":"66.0"},{"v":55,"d":"55.0"},46.9,49.7,23.59,0.0722,0.32,13.95]
["February",3,"1PM to 2PM",13,"February 3, 2019 13:00","2019-02-03T13:00:00",69.1,53.3,39.9,37.9,22.49,0.0719,0.25,13.99]
["February",3,"2PM to 3PM",14,"February 3, 2019 14:00","2019-02-03T14:00:00",{"v":70,"d":"70.0"},52.6,{"v":37,"d":"37.0"},33.8,22.08,0.0718,0.22,{"v":14,"d":"14.00"}]
["February",3,"3PM to 4PM",15,"February 3, 2019 15:00","2019-02-03T15:00:00",{"v":70,"d":"70.0"},51.3,33.1,28.9,{"v":21.3,"d":"21.30"},0.0718,0.19,13.99]
["February",3,"4PM to 5PM",16,"February 3, 2019 16:00","2019-02-03T16:00:00",69.1,51.2,{"v":34,"d":"34.0"},29.9,21.25,0.0719,{"v":0.2,"d":"0.20"},13.97]
["February",3,"5PM to 6PM",17,"February 3, 2019 17:00","2019-02-03T17:00:00",66.9,51.3,{"v":37,"d":"37.0"},33.8,21.33,0.0722,0.22,13.92]
["February",3,"6PM to 7PM",18,"February 3, 2019 18:00","2019-02-03T18:00:00",{"v":64,"d":"64.0"},50.1,{"v":37,"d":"37.0"},33.8,20.64,0.0726,0.22,13.84]
["February",3,"7PM to 8PM",19,"February 3, 2019 19:00","2019-02-03T19:00:00",62.1,49.6,37.9,{"v":35,"d":"35.0"},20.35,0.0728,0.23,{"v":13.8,"d":"13.80"}]
["February",3,"8PM to 9PM",20,"February 3, 2019 20:00","2019-02-03T20:00:00",60.1,49.5,39.9,37.9,20.31,0.0731,0.25,13.75]
["February",3,"9PM to 10PM",21,"February 3, 2019 21:00","2019-02-03T21:00:00",60.1,49.5,39.9,37.9,20.31,0.0731,0.25,13.75]
["February",3,"10PM to 11PM",22,"February 3, 2019 22:00","2019-02-03T22:00:00",{"v":59,"d":"59.0"},45.7,30.9,26.3,18.25,0.0733,0.17,13.69]
["February",3,"11PM to 12AM",23,"February 3, 2019 23:00","2019-02-03T23:00:00",{"v":57,"d":"57.0"},45.1,{"v":32,"d":"32.0"},27.6,17.98,0.0736,0.18,13.64]
["February",4,"12AM to 1AM",0,"February 4, 2019 0:00","2019-02-04",{"v":59,"d":"59.0"},46.1,{"v":32,"d":"32.0"},27.6,18.45,0.0733,0.18,13.69]
["February",4,"1AM to 2AM",1,"February 4, 2019 1:00","2019-02-04T01:00:00",{"v":57,"d":"57.0"},49.5,{"v":43,"d":"43.0"},42.7,20.32,0.0735,0.28,13.69]
["February",4,"2AM to 3AM",2,"February 4, 2019 2:00","2019-02-04T02:00:00",55.9,47.6,39.9,37.9,19.31,0.0737,0.25,13.64]
["February",4,"3AM to 4AM",3,"February 4, 2019 3:00","2019-02-04T03:00:00",{"v":55,"d":"55.0"},47.7,{"v":41,"d":"41.0"},39.5,19.34,0.0738,0.26,13.62]
["February",4,"4AM to 5AM",4,"February 4, 2019 4:00","2019-02-04T04:00:00",53.1,46.8,{"v":41,"d":"41.0"},39.5,18.86,0.0741,0.26,13.57]
["February",4,"5AM to 6AM",5,"February 4, 2019 5:00","2019-02-04T05:00:00",53.1,46.3,39.9,37.9,18.61,0.0741,0.25,13.57]
["February",4,"6AM to 7AM",6,"February 4, 2019 6:00","2019-02-04T06:00:00",{"v":50,"d":"50.0"},46.3,{"v":43,"d":"43.0"},42.7,18.61,0.0745,0.28,{"v":13.5,"d":"13.50"}]
["February",4,"7AM to 8AM",7,"February 4, 2019 7:00","2019-02-04T07:00:00",{"v":50,"d":"50.0"},47.3,{"v":45,"d":"45.0"},46.1,19.14,0.0745,{"v":0.3,"d":"0.30"},13.51]
["February",4,"8AM to 9AM",8,"February 4, 2019 8:00","2019-02-04T08:00:00",51.1,46.8,{"v":43,"d":"43.0"},42.7,18.87,0.0744,0.28,13.53]
["February",4,"9AM to 10AM",9,"February 4, 2019 9:00","2019-02-04T09:00:00",{"v":54,"d":"54.0"},48.1,{"v":43,"d":"43.0"},42.7,19.57,0.0739,0.28,13.61]
["February",4,"10AM to 11AM",10,"February 4, 2019 10:00","2019-02-04T10:00:00",{"v":57,"d":"57.0"},49.1,42.1,41.2,20.09,0.0735,0.27,13.68]
["February",4,"11AM to 12PM",11,"February 4, 2019 11:00","2019-02-04T11:00:00",57.9,{"v":49,"d":"49.0"},{"v":41,"d":"41.0"},39.5,20.04,0.0734,0.26,{"v":13.7,"d":"13.70"}]
["February",4,"12PM to 1PM",12,"February 4, 2019 12:00","2019-02-04T12:00:00",57.9,49.5,42.1,41.2,20.31,0.0734,0.27,13.71]
["February",4,"1PM to 2PM",13,"February 4, 2019 13:00","2019-02-04T13:00:00",57.9,49.9,{"v":43,"d":"43.0"},42.7,20.53,0.0734,0.28,13.71]
["February",4,"2PM to 3PM",14,"February 4, 2019 14:00","2019-02-04T14:00:00",60.1,51.3,44.1,44.5,21.34,0.0731,0.29,13.77]
["February",4,"3PM to 4PM",15,"February 4, 2019 15:00","2019-02-04T15:00:00",{"v":61,"d":"61.0"},50.3,{"v":41,"d":"41.0"},39.5,20.78,{"v":0.073,"d":"0.0730"},0.26,13.78]
["February",4,"4PM to 5PM",16,"February 4, 2019 16:00","2019-02-04T16:00:00",{"v":61,"d":"61.0"},50.3,{"v":41,"d":"41.0"},39.5,20.78,{"v":0.073,"d":"0.0730"},0.26,13.78]
["February",4,"5PM to 6PM",17,{"$f":"A841&\" \"&B841&\", \"&$D$5&\" \"&D841&\":00\"","v":"February 4, 2019 17:00"},{"$f":"DATEVALUE(E841)+TIMEVALUE(E841)","v":"2019-02-04T17:00:00"},57.9,49.5,42.1,41.2,20.31,0.0734,0.27,13.71]
["February",4,"6PM to 7PM",{"$f":"IF(D841+1>23,0,D841+1)","v":18},"February 4, 2019 18:00","2019-02-04T18:00:00",{"v":57,"d":"57.0"},49.5,{"v":43,"d":"43.0"},42.7,20.32,0.0735,0.28,13.69]
["February",4,"7PM to 8PM",19,"February 4, 2019 19:00","2019-02-04T19:00:00",55.9,48.6,42.1,41.2,19.83,0.0737,0.27,13.65]
["February",4,"8PM to 9PM",20,"February 4, 2019 20:00","2019-02-04T20:00:00",55.9,48.6,42.1,41.2,19.83,0.0737,0.27,13.65]
["February",4,"9PM to 10PM",21,"February 4, 2019 21:00","2019-02-04T21:00:00",{"v":54,"d":"54.0"},48.6,44.1,44.5,19.86,0.0739,0.29,13.61]
["February",4,"10PM to 11PM",22,"February 4, 2019 22:00","2019-02-04T22:00:00",{"v":52,"d":"52.0"},48.2,{"v":45,"d":"45.0"},46.1,19.62,0.0742,{"v":0.3,"d":"0.30"},13.56]
["February",4,"11PM to 12AM",23,"February 4, 2019 23:00","2019-02-04T23:00:00",{"v":50,"d":"50.0"},46.8,44.1,44.5,18.89,0.0745,0.29,13.51]
["February",5,"12AM to 1AM",0,"February 5, 2019 0:00","2019-02-05",{"v":48,"d":"48.0"},45.9,44.1,44.5,18.41,0.0748,0.29,13.45]
["February",5,"1AM to 2AM",1,"February 5, 2019 1:00","2019-02-05T01:00:00",{"v":48,"d":"48.0"},45.4,{"v":43,"d":"43.0"},42.7,18.13,0.0748,0.28,13.45]
["February",5,"2AM to 3AM",2,"February 5, 2019 2:00","2019-02-05T02:00:00",46.9,44.4,42.1,41.2,17.64,{"v":0.075,"d":"0.0750"},0.27,13.41]
["February",5,"3AM to 4AM",3,"February 5, 2019 3:00","2019-02-05T03:00:00",{"v":46,"d":"46.0"},43.5,{"v":41,"d":"41.0"},39.5,17.16,0.0751,0.26,13.39]
["February",5,"4AM to 5AM",4,"February 5, 2019 4:00","2019-02-05T04:00:00",{"v":45,"d":"45.0"},42.5,39.9,37.9,16.65,0.0753,0.25,13.35]
["February",5,"5AM to 6AM",5,"February 5, 2019 5:00","2019-02-05T05:00:00",{"v":45,"d":"45.0"},42.5,39.9,37.9,16.65,0.0753,0.25,13.35]
["February",5,"6AM to 7AM",6,"February 5, 2019 6:00","2019-02-05T06:00:00",44.1,{"v":42,"d":"42.0"},39.9,37.9,16.43,0.0754,0.25,13.33]
["February",5,"7AM to 8AM",7,"February 5, 2019 7:00","2019-02-05T07:00:00",44.1,{"v":42,"d":"42.0"},39.9,37.9,16.43,0.0754,0.25,13.33]
["February",5,"8AM to 9AM",8,"February 5, 2019 8:00","2019-02-05T08:00:00",48.9,44.4,39.9,37.9,17.61,0.0747,0.25,13.46]
["February",5,"9AM to 10AM",9,"February 5, 2019 9:00","2019-02-05T09:00:00",51.1,48.3,{"v":46,"d":"46.0"},{"v":48,"d":"48.0"},{"v":19.7,"d":"19.70"},0.0743,0.31,13.55]
["February",5,"10AM to 11AM",10,"February 5, 2019 10:00","2019-02-05T10:00:00",{"v":54,"d":"54.0"},47.2,{"v":41,"d":"41.0"},39.5,19.08,{"v":0.074,"d":"0.0740"},0.26,{"v":13.6,"d":"13.60"}]
["February",5,"11AM to 12PM",11,"February 5, 2019 11:00","2019-02-05T11:00:00",{"v":57,"d":"57.0"},49.1,42.1,41.2,20.09,0.0735,0.27,13.68]
["February",5,"12PM to 1PM",12,"February 5, 2019 12:00","2019-02-05T12:00:00",{"v":61,"d":"61.0"},50.3,{"v":41,"d":"41.0"},39.5,20.78,{"v":0.073,"d":"0.0730"},0.26,13.78]
["February",5,"1PM to 2PM",13,"February 5, 2019 13:00","2019-02-05T13:00:00",{"v":61,"d":"61.0"},50.3,{"v":41,"d":"41.0"},39.5,20.78,{"v":0.073,"d":"0.0730"},0.26,13.78]
["February",5,"2PM to 3PM",14,"February 5, 2019 14:00","2019-02-05T14:00:00",{"v":63,"d":"63.0"},49.2,{"v":36,"d":"36.0"},32.4,20.15,0.0727,0.21,13.81]
["February",5,"3PM to 4PM",15,"February 5, 2019 15:00","2019-02-05T15:00:00",{"v":63,"d":"63.0"},49.6,{"v":37,"d":"37.0"},33.8,20.38,0.0727,0.22,13.82]
["February",5,"4PM to 5PM",16,"February 5, 2019 16:00","2019-02-05T16:00:00",{"v":63,"d":"63.0"},47.5,30.9,26.3,{"v":19.2,"d":"19.20"},0.0728,0.17,13.79]
["February",5,"5PM to 6PM",17,"February 5, 2019 17:00","2019-02-05T17:00:00",62.1,47.5,{"v":32,"d":"32.0"},27.6,19.19,0.0729,0.18,13.77]
["February",5,"6PM to 7PM",18,"February 5, 2019 18:00","2019-02-05T18:00:00",{"v":59,"d":"59.0"},46.4,33.1,28.9,18.65,0.0733,0.19,{"v":13.7,"d":"13.70"}]
["February",5,"7PM to 8PM",19,"February 5, 2019 19:00","2019-02-05T19:00:00",{"v":57,"d":"57.0"},45.5,33.1,28.9,18.17,0.0736,0.19,13.64]
["February",5,"8PM to 9PM",20,"February 5, 2019 20:00","2019-02-05T20:00:00",55.9,44.2,30.9,26.3,17.51,0.0738,0.17,13.61]
["February",5,"9PM to 10PM",21,"February 5, 2019 21:00","2019-02-05T21:00:00",55.9,44.2,30.9,26.3,17.51,0.0738,0.17,13.61]
["February",5,"10PM to 11PM",22,"February 5, 2019 22:00","2019-02-05T22:00:00",{"v":54,"d":"54.0"},43.7,{"v":32,"d":"32.0"},27.6,17.24,{"v":0.074,"d":"0.0740"},0.18,13.56]
["February",5,"11PM to 12AM",23,"February 5, 2019 23:00","2019-02-05T23:00:00",{"v":52,"d":"52.0"},43.1,33.1,28.9,16.95,0.0743,0.19,13.51]
["February",6,"12AM to 1AM",0,"February 6, 2019 0:00","2019-02-06",{"v":52,"d":"52.0"},{"v":42,"d":"42.0"},{"v":30,"d":"30.0"},25.2,16.38,0.0743,0.16,{"v":13.5,"d":"13.50"}]
["February",6,"1AM to 2AM",1,"February 6, 2019 1:00","2019-02-06T01:00:00",{"v":50,"d":"50.0"},42.5,{"v":34,"d":"34.0"},29.9,16.63,0.0746,{"v":0.2,"d":"0.20"},13.46]
["February",6,"2AM to 3AM",2,"February 6, 2019 2:00","2019-02-06T02:00:00",48.9,42.7,{"v":36,"d":"36.0"},32.4,16.76,0.0747,0.21,13.44]
["February",6,"3AM to 4AM",3,"February 6, 2019 3:00","2019-02-06T03:00:00",48.9,42.7,{"v":36,"d":"36.0"},32.4,16.76,0.0747,0.21,13.44]
["February",6,"4AM to 5AM",4,"February 6, 2019 4:00","2019-02-06T04:00:00",48.9,42.3,35.1,31.2,16.58,0.0748,{"v":0.2,"d":"0.20"},13.44]
["February",6,"5AM to 6AM",5,"February 6, 2019 5:00","2019-02-06T05:00:00",48.9,42.3,35.1,31.2,16.58,0.0748,{"v":0.2,"d":"0.20"},13.44]
["February",6,"6AM to 7AM",6,"February 6, 2019 6:00","2019-02-06T06:00:00",48.9,42.3,35.1,31.2,16.58,0.0748,{"v":0.2,"d":"0.20"},13.44]
["February",6,"7AM to 8AM",7,"February 6, 2019 7:00","2019-02-06T07:00:00",48.9,42.3,35.1,31.2,16.58,0.0748,{"v":0.2,"d":"0.20"},13.44]
["February",6,"8AM to 9AM",8,"February 6, 2019 8:00","2019-02-06T08:00:00",51.1,43.4,35.1,31.2,{"v":17.1,"d":"17.10"},0.0744,{"v":0.2,"d":"0.20"},13.49]
["February",6,"9AM to 10AM",9,"February 6, 2019 9:00","2019-02-06T09:00:00",{"v":55,"d":"55.0"},45.3,35.1,31.2,18.06,0.0739,{"v":0.2,"d":"0.20"},{"v":13.6,"d":"13.60"}]
["February",6,"10AM to 11AM",10,"February 6, 2019 10:00","2019-02-06T10:00:00",60.1,48.7,37.9,{"v":35,"d":"35.0"},19.87,0.0731,0.23,13.74]
["February",6,"11AM to 12PM",11,"February 6, 2019 11:00","2019-02-06T11:00:00",60.1,47.2,{"v":34,"d":"34.0"},29.9,19.07,0.0732,{"v":0.2,"d":"0.20"},13.73]
["February",6,"12PM to 1PM",12,"February 6, 2019 12:00","2019-02-06T12:00:00",62.1,47.8,33.1,28.9,19.39,0.0729,0.19,13.78]
["February",6,"1PM to 2PM",13,"February 6, 2019 13:00","2019-02-06T13:00:00",60.1,46.9,33.1,28.9,18.91,0.0732,0.19,13.72]
["February",6,"2PM to 3PM",14,"February 6, 2019 14:00","2019-02-06T14:00:00",57.9,45.6,{"v":32,"d":"32.0"},27.6,18.19,0.0735,0.18,13.66]
["February",6,"3PM to 4PM",15,"February 6, 2019 15:00","2019-02-06T15:00:00",55.9,44.6,{"v":32,"d":"32.0"},27.6,17.71,0.0738,0.18,13.61]
["February",6,"4PM to 5PM",16,"February 6, 2019 16:00","2019-02-06T16:00:00",{"v":54,"d":"54.0"},42.9,{"v":30,"d":"30.0"},25.2,16.86,0.0741,0.16,13.55]
["February",6,"5PM to 6PM",17,"February 6, 2019 17:00","2019-02-06T17:00:00",53.1,42.1,28.9,{"v":24,"d":"24.0"},16.45,0.0742,0.16,13.52]
["February",6,"6PM to 7PM",18,"February 6, 2019 18:00","2019-02-06T18:00:00",53.1,41.4,{"v":27,"d":"27.0"},21.9,16.12,0.0742,0.14,13.52]
["February",6,"7PM to 8PM",19,"February 6, 2019 19:00","2019-02-06T19:00:00",{"v":52,"d":"52.0"},{"v":40,"d":"40.0"},24.1,19.1,15.43,0.0744,0.12,13.48]
["February",6,"8PM to 9PM",20,"February 6, 2019 20:00","2019-02-06T20:00:00",51.1,39.5,24.1,19.1,15.22,0.0745,0.12,13.46]
["February",6,"9PM to 10PM",21,"February 6, 2019 21:00","2019-02-06T21:00:00",{"v":50,"d":"50.0"},39.6,26.1,20.9,15.25,0.0747,0.14,13.43]
["February",6,"10PM to 11PM",22,"February 6, 2019 22:00","2019-02-06T22:00:00",48.9,{"v":37,"d":"37.0"},{"v":19,"d":"19.0"},{"v":15,"d":"15.0"},14.06,0.0749,{"v":0.1,"d":"0.10"},13.39]
["February",6,"11PM to 12AM",23,"February 6, 2019 23:00","2019-02-06T23:00:00",{"v":46,"d":"46.0"},34.9,17.1,13.6,13.16,0.0753,0.09,13.31]
["February",7,"12AM to 1AM",0,"February 7, 2019 0:00","2019-02-07",42.1,{"v":35,"d":"35.0"},{"v":25,"d":"25.0"},19.9,13.17,0.0758,0.13,13.22]
["February",7,"1AM to 2AM",1,"February 7, 2019 1:00","2019-02-07T01:00:00",{"v":41,"d":"41.0"},31.9,{"v":19,"d":"19.0"},{"v":15,"d":"15.0"},12.15,{"v":0.076,"d":"0.0760"},{"v":0.1,"d":"0.10"},13.18]
["February",7,"2AM to 3AM",2,"February 7, 2019 2:00","2019-02-07T02:00:00",{"v":41,"d":"41.0"},32.8,19.9,15.6,12.26,{"v":0.076,"d":"0.0760"},{"v":0.1,"d":"0.10"},13.18]
["February",7,"3AM to 4AM",3,"February 7, 2019 3:00","2019-02-07T03:00:00",39.9,31.6,19.9,15.6,{"v":12,"d":"12.00"},0.0762,{"v":0.1,"d":"0.10"},13.15]
["February",7,"4AM to 5AM",4,"February 7, 2019 4:00","2019-02-07T04:00:00",39.9,33.7,{"v":25,"d":"25.0"},19.9,12.65,0.0762,0.13,13.16]
["February",7,"5AM to 6AM",5,"February 7, 2019 5:00","2019-02-07T05:00:00",{"v":39,"d":"39.0"},{"v":36,"d":"36.0"},{"v":32,"d":"32.0"},27.6,13.62,0.0763,0.18,13.16]
["February",7,"6AM to 7AM",6,"February 7, 2019 6:00","2019-02-07T06:00:00",37.9,35.4,{"v":32,"d":"32.0"},27.6,13.36,0.0764,0.18,13.14]
["February",7,"7AM to 8AM",7,"February 7, 2019 7:00","2019-02-07T07:00:00",37.9,35.4,{"v":32,"d":"32.0"},27.6,13.36,0.0764,0.18,13.14]
["February",7,"8AM to 9AM",8,"February 7, 2019 8:00","2019-02-07T08:00:00",44.1,{"v":36,"d":"36.0"},{"v":25,"d":"25.0"},19.9,13.65,0.0755,0.13,13.27]
["February",7,"9AM to 10AM",9,{"$f":"A905&\" \"&B905&\", \"&$D$5&\" \"&D905&\":00\"","v":"February 7, 2019 9:00"},{"$f":"DATEVALUE(E905)+TIMEVALUE(E905)","v":"2019-02-07T09:00:00"},{"v":46,"d":"46.0"},38.2,{"v":28,"d":"28.0"},{"v":23,"d":"23.0"},{"v":14.6,"d":"14.60"},0.0752,0.15,13.34]
["February",7,"10AM to 11AM",{"$f":"IF(D905+1>23,0,D905+1)","v":10},"February 7, 2019 10:00","2019-02-07T10:00:00",48.9,40.4,{"v":30,"d":"30.0"},25.2,15.64,0.0748,0.16,13.42]
["February",7,"11AM to 12PM",11,"February 7, 2019 11:00","2019-02-07T11:00:00",53.1,41.8,{"v":28,"d":"28.0"},{"v":23,"d":"23.0"},{"v":16.3,"d":"16.30"},0.0742,0.15,13.52]
["February",7,"12PM to 1PM",12,"February 7, 2019 12:00","2019-02-07T12:00:00",53.1,40.8,{"v":25,"d":"25.0"},19.9,15.82,0.0742,0.13,13.51]
["February",7,"1PM to 2PM",13,"February 7, 2019 13:00","2019-02-07T13:00:00",{"v":57,"d":"57.0"},42.5,24.1,19.1,16.65,0.0737,0.12,13.61]
["February",7,"2PM to 3PM",14,"February 7, 2019 14:00","2019-02-07T14:00:00",57.9,42.4,21.9,17.2,16.58,0.0735,0.11,13.63]
["February",7,"3PM to 4PM",15,"February 7, 2019 15:00","2019-02-07T15:00:00",55.9,41.2,{"v":21,"d":"21.0"},16.5,15.99,0.0738,0.11,13.58]
["February",7,"4PM to 5PM",16,"February 7, 2019 16:00","2019-02-07T16:00:00",{"v":57,"d":"57.0"},41.9,21.9,17.2,16.36,0.0737,0.11,13.61]
["February",7,"5PM to 6PM",17,"February 7, 2019 17:00","2019-02-07T17:00:00",{"v":55,"d":"55.0"},40.9,21.9,17.2,15.88,{"v":0.074,"d":"0.0740"},0.11,13.55]
["February",7,"6PM to 7PM",18,"February 7, 2019 18:00","2019-02-07T18:00:00",{"v":54,"d":"54.0"},40.7,{"v":23,"d":"23.0"},18.1,15.76,0.0741,0.12,13.53]
["February",7,"7PM to 8PM",19,"February 7, 2019 19:00","2019-02-07T19:00:00",{"v":54,"d":"54.0"},40.4,21.9,17.2,15.62,0.0741,0.11,13.53]
["February",7,"8PM to 9PM",20,"February 7, 2019 20:00","2019-02-07T20:00:00",53.1,40.5,24.1,19.1,15.69,0.0742,0.12,13.51]
["February",7,"9PM to 10PM",21,"February 7, 2019 21:00","2019-02-07T21:00:00",{"v":52,"d":"52.0"},40.3,{"v":25,"d":"25.0"},19.9,15.56,0.0744,0.13,13.48]
["February",7,"10PM to 11PM",22,"February 7, 2019 22:00","2019-02-07T22:00:00",{"v":52,"d":"52.0"},40.6,26.1,20.9,15.72,0.0744,0.14,13.49]
["February",7,"11PM to 12AM",23,"February 7, 2019 23:00","2019-02-07T23:00:00",51.1,40.4,{"v":27,"d":"27.0"},21.9,15.65,0.0745,0.14,13.46]
["February",8,"12AM to 1AM",0,"February 8, 2019 0:00","2019-02-08",48.9,39.3,{"v":27,"d":"27.0"},21.9,15.13,0.0748,0.14,13.41]
["February",8,"1AM to 2AM",1,"February 8, 2019 1:00","2019-02-08T01:00:00",48.9,39.3,{"v":27,"d":"27.0"},21.9,15.13,0.0748,0.14,13.41]
["February",8,"2AM to 3AM",2,"February 8, 2019 2:00","2019-02-08T02:00:00",{"v":48,"d":"48.0"},38.5,26.1,20.9,14.77,{"v":0.075,"d":"0.0750"},0.14,13.38]
["February",8,"3AM to 4AM",3,"February 8, 2019 3:00","2019-02-08T03:00:00",{"v":48,"d":"48.0"},39.2,{"v":28,"d":"28.0"},{"v":23,"d":"23.0"},15.08,0.0749,0.15,13.39]
["February",8,"4AM to 5AM",4,"February 8, 2019 4:00","2019-02-08T04:00:00",46.9,39.4,{"v":30,"d":"30.0"},25.2,15.17,0.0751,0.16,13.37]
["February",8,"5AM to 6AM",5,"February 8, 2019 5:00","2019-02-08T05:00:00",46.9,38.7,{"v":28,"d":"28.0"},{"v":23,"d":"23.0"},14.82,0.0751,0.15,13.36]
["February",8,"6AM to 7AM",6,"February 8, 2019 6:00","2019-02-08T06:00:00",46.9,39.4,{"v":30,"d":"30.0"},25.2,15.17,0.0751,0.16,13.37]
["February",8,"7AM to 8AM",7,"February 8, 2019 7:00","2019-02-08T07:00:00",46.9,39.4,{"v":30,"d":"30.0"},25.2,15.17,0.0751,0.16,13.37]
["February",8,"8AM to 9AM",8,"February 8, 2019 8:00","2019-02-08T08:00:00",{"v":48,"d":"48.0"},40.7,{"v":32,"d":"32.0"},27.6,{"v":15.8,"d":"15.80"},0.0749,0.18,{"v":13.4,"d":"13.40"}]
["February",8,"9AM to 10AM",9,"February 8, 2019 9:00","2019-02-08T09:00:00",48.9,41.2,{"v":32,"d":"32.0"},27.6,16.02,0.0748,0.18,13.43]
["February",8,"10AM to 11AM",10,"February 8, 2019 10:00","2019-02-08T10:00:00",{"v":50,"d":"50.0"},41.3,30.9,26.3,16.07,0.0746,0.17,13.45]
["February",8,"11AM to 12PM",11,"February 8, 2019 11:00","2019-02-08T11:00:00",{"v":50,"d":"50.0"},{"v":41,"d":"41.0"},{"v":30,"d":"30.0"},25.2,{"v":15.9,"d":"15.90"},0.0746,0.16,13.45]
["February",8,"12PM to 1PM",12,"February 8, 2019 12:00","2019-02-08T12:00:00",{"v":46,"d":"46.0"},39.7,{"v":32,"d":"32.0"},27.6,15.32,0.0752,0.18,13.35]
["February",8,"1PM to 2PM",13,"February 8, 2019 13:00","2019-02-08T13:00:00",{"v":45,"d":"45.0"},39.2,{"v":32,"d":"32.0"},27.6,15.06,0.0754,0.18,13.32]
["February",8,"2PM to 3PM",14,"February 8, 2019 14:00","2019-02-08T14:00:00",44.1,38.7,{"v":32,"d":"32.0"},27.6,14.84,0.0755,0.18,{"v":13.3,"d":"13.30"}]
["February",8,"3PM to 4PM",15,"February 8, 2019 15:00","2019-02-08T15:00:00",44.1,38.7,{"v":32,"d":"32.0"},27.6,14.84,0.0755,0.18,{"v":13.3,"d":"13.30"}]
["February",8,"4PM to 5PM",16,"February 8, 2019 16:00","2019-02-08T16:00:00",{"v":45,"d":"45.0"},39.2,{"v":32,"d":"32.0"},27.6,15.06,0.0754,0.18,13.32]
["February",8,"5PM to 6PM",17,"February 8, 2019 17:00","2019-02-08T17:00:00",{"v":45,"d":"45.0"},38.7,30.9,26.3,14.85,0.0754,0.17,13.32]
["February",8,"6PM to 7PM",18,"February 8, 2019 18:00","2019-02-08T18:00:00",{"v":45,"d":"45.0"},38.7,30.9,26.3,14.85,0.0754,0.17,13.32]
["February",8,"7PM to 8PM",19,"February 8, 2019 19:00","2019-02-08T19:00:00",{"v":46,"d":"46.0"},39.3,30.9,26.3,15.11,0.0752,0.17,13.35]
["February",8,"8PM to 9PM",20,"February 8, 2019 20:00","2019-02-08T20:00:00",44.1,43.1,42.1,41.2,16.94,0.0754,0.27,13.34]
["February",8,"9PM to 10PM",21,"February 8, 2019 21:00","2019-02-08T21:00:00",44.1,43.1,42.1,41.2,16.94,0.0754,0.27,13.34]
["February",8,"10PM to 11PM",22,"February 8, 2019 22:00","2019-02-08T22:00:00",{"v":45,"d":"45.0"},44.5,44.1,44.5,17.67,0.0753,0.29,13.37]
["February",8,"11PM to 12AM",23,"February 8, 2019 23:00","2019-02-08T23:00:00",{"v":46,"d":"46.0"},{"v":45,"d":"45.0"},44.1,44.5,17.93,0.0751,0.29,{"v":13.4,"d":"13.40"}]
["February",9,"12AM to 1AM",0,"February 9, 2019 0:00","2019-02-09",{"v":45,"d":"45.0"},43.5,42.1,41.2,17.16,0.0753,0.27,13.36]
["February",9,"1AM to 2AM",1,"February 9, 2019 1:00","2019-02-09T01:00:00",44.1,43.1,42.1,41.2,16.94,0.0754,0.27,13.34]
["February",9,"2AM to 3AM",2,"February 9, 2019 2:00","2019-02-09T02:00:00",44.1,{"v":42,"d":"42.0"},39.9,37.9,16.43,0.0754,0.25,13.33]
["February",9,"3AM to 4AM",3,"February 9, 2019 3:00","2019-02-09T03:00:00",44.1,{"v":42,"d":"42.0"},39.9,37.9,16.43,0.0754,0.25,13.33]
["February",9,"4AM to 5AM",4,"February 9, 2019 4:00","2019-02-09T04:00:00",44.1,42.5,{"v":41,"d":"41.0"},39.5,16.68,0.0754,0.26,13.33]
["February",9,"5AM to 6AM",5,"February 9, 2019 5:00","2019-02-09T05:00:00",{"v":43,"d":"43.0"},42.5,42.1,41.2,16.68,0.0756,0.27,13.31]
["February",9,"6AM to 7AM",6,"February 9, 2019 6:00","2019-02-09T06:00:00",44.1,42.5,{"v":41,"d":"41.0"},39.5,16.68,0.0754,0.26,13.33]
["February",9,"7AM to 8AM",7,"February 9, 2019 7:00","2019-02-09T07:00:00",44.1,43.1,42.1,41.2,16.94,0.0754,0.27,13.34]
["February",9,"8AM to 9AM",8,"February 9, 2019 8:00","2019-02-09T08:00:00",44.1,43.1,42.1,41.2,16.94,0.0754,0.27,13.34]
["February",9,"9AM to 10AM",9,"February 9, 2019 9:00","2019-02-09T09:00:00",44.1,{"v":42,"d":"42.0"},39.9,37.9,16.43,0.0754,0.25,13.33]
["February",9,"10AM to 11AM",10,"February 9, 2019 10:00","2019-02-09T10:00:00",{"v":46,"d":"46.0"},43.5,{"v":41,"d":"41.0"},39.5,17.16,0.0751,0.26,13.39]
["February",9,"11AM to 12PM",11,"February 9, 2019 11:00","2019-02-09T11:00:00",{"v":46,"d":"46.0"},43.5,{"v":41,"d":"41.0"},39.5,17.16,0.0751,0.26,13.39]
["February",9,"12PM to 1PM",12,"February 9, 2019 12:00","2019-02-09T12:00:00",46.9,43.4,39.9,37.9,17.13,{"v":0.075,"d":"0.0750"},0.25,{"v":13.4,"d":"13.40"}]
["February",9,"1PM to 2PM",13,"February 9, 2019 13:00","2019-02-09T13:00:00",48.9,{"v":44,"d":"44.0"},{"v":39,"d":"39.0"},36.6,{"v":17.4,"d":"17.40"},0.0747,0.24,13.45]
["February",9,"2PM to 3PM",14,"February 9, 2019 14:00","2019-02-09T14:00:00",{"v":50,"d":"50.0"},44.5,{"v":39,"d":"39.0"},36.6,17.66,0.0746,0.24,13.48]
["February",9,"3PM to 4PM",15,"February 9, 2019 15:00","2019-02-09T15:00:00",53.1,45.1,{"v":37,"d":"37.0"},33.8,17.98,0.0741,0.22,13.55]
["February",9,"4PM to 5PM",16,"February 9, 2019 16:00","2019-02-09T16:00:00",{"v":52,"d":"52.0"},44.2,{"v":36,"d":"36.0"},32.4,{"v":17.5,"d":"17.50"},0.0743,0.21,13.52]
["February",9,"5PM to 6PM",17,"February 9, 2019 17:00","2019-02-09T17:00:00",{"v":52,"d":"52.0"},43.1,33.1,28.9,16.95,0.0743,0.19,13.51]
["February",9,"6PM to 7PM",18,"February 9, 2019 18:00","2019-02-09T18:00:00",51.1,{"v":43,"d":"43.0"},{"v":34,"d":"34.0"},29.9,{"v":16.9,"d":"16.90"},0.0744,{"v":0.2,"d":"0.20"},13.49]
["February",9,"7PM to 8PM",19,"February 9, 2019 19:00","2019-02-09T19:00:00",{"v":46,"d":"46.0"},42.1,37.9,{"v":35,"d":"35.0"},16.47,0.0752,0.23,13.37]
["February",9,"8PM to 9PM",20,"February 9, 2019 20:00","2019-02-09T20:00:00",46.9,42.6,37.9,{"v":35,"d":"35.0"},16.69,{"v":0.075,"d":"0.0750"},0.23,{"v":13.4,"d":"13.40"}]
["February",9,"9PM to 10PM",21,"February 9, 2019 21:00","2019-02-09T21:00:00",{"v":45,"d":"45.0"},42.1,{"v":39,"d":"39.0"},36.6,16.44,0.0753,0.24,13.35]
["February",9,"10PM to 11PM",22,"February 9, 2019 22:00","2019-02-09T22:00:00",44.1,41.6,{"v":39,"d":"39.0"},36.6,16.22,0.0754,0.24,13.32]
["February",9,"11PM to 12AM",23,"February 9, 2019 23:00","2019-02-09T23:00:00",{"v":43,"d":"43.0"},41.1,{"v":39,"d":"39.0"},36.6,15.96,0.0756,0.24,{"v":13.3,"d":"13.30"}]
["February",10,"12AM to 1AM",0,"February 10, 2019 0:00","2019-02-10",42.1,40.1,37.9,{"v":35,"d":"35.0"},15.51,0.0757,0.23,13.27]
["February",10,"1AM to 2AM",1,{"$f":"A969&\" \"&B969&\", \"&$D$5&\" \"&D969&\":00\"","v":"February 10, 2019 1:00"},{"$f":"DATEVALUE(E969)+TIMEVALUE(E969)","v":"2019-02-10T01:00:00"},{"v":41,"d":"41.0"},39.5,37.9,{"v":35,"d":"35.0"},15.25,0.0759,0.23,13.24]
["February",10,"2AM to 3AM",{"$f":"IF(D969+1>23,0,D969+1)","v":2},"February 10, 2019 2:00","2019-02-10T02:00:00",39.9,38.6,{"v":37,"d":"37.0"},33.8,{"v":14.8,"d":"14.80"},0.0761,0.22,13.21]
["February",10,"3AM to 4AM",3,"February 10, 2019 3:00","2019-02-10T03:00:00",{"v":39,"d":"39.0"},37.6,{"v":36,"d":"36.0"},32.4,14.36,0.0762,0.21,13.18]
["February",10,"4AM to 5AM",4,"February 10, 2019 4:00","2019-02-10T04:00:00",{"v":39,"d":"39.0"},37.6,{"v":36,"d":"36.0"},32.4,14.36,0.0762,0.21,13.18]
["February",10,"5AM to 6AM",5,"February 10, 2019 5:00","2019-02-10T05:00:00",37.9,{"v":37,"d":"37.0"},{"v":36,"d":"36.0"},32.4,{"v":14.1,"d":"14.10"},0.0764,0.21,13.15]
["February",10,"6AM to 7AM",6,"February 10, 2019 6:00","2019-02-10T06:00:00",{"v":37,"d":"37.0"},36.2,35.1,31.2,{"v":13.7,"d":"13.70"},0.0765,{"v":0.2,"d":"0.20"},13.12]
["February",10,"7AM to 8AM",7,"February 10, 2019 7:00","2019-02-10T07:00:00",37.9,35.8,33.1,28.9,13.55,0.0764,0.19,13.14]
["February",10,"8AM to 9AM",8,"February 10, 2019 8:00","2019-02-10T08:00:00",{"v":41,"d":"41.0"},37.5,33.1,28.9,14.29,{"v":0.076,"d":"0.0760"},0.19,13.22]
["February",10,"9AM to 10AM",9,"February 10, 2019 9:00","2019-02-10T09:00:00",44.1,37.9,{"v":30,"d":"30.0"},25.2,14.47,0.0755,0.16,13.29]
["February",10,"10AM to 11AM",10,"February 10, 2019 10:00","2019-02-10T10:00:00",46.9,{"v":39,"d":"39.0"},28.9,{"v":24,"d":"24.0"},14.97,0.0751,0.16,13.36]
["February",10,"11AM to 12PM",11,"February 10, 2019 11:00","2019-02-10T11:00:00",51.1,40.8,{"v":28,"d":"28.0"},{"v":23,"d":"23.0"},15.82,0.0745,0.15,13.47]
["February",10,"12PM to 1PM",12,"February 10, 2019 12:00","2019-02-10T12:00:00",53.1,41.8,{"v":28,"d":"28.0"},{"v":23,"d":"23.0"},{"v":16.3,"d":"16.30"},0.0742,0.15,13.52]
["February",10,"1PM to 2PM",13,"February 10, 2019 13:00","2019-02-10T13:00:00",{"v":54,"d":"54.0"},42.2,{"v":28,"d":"28.0"},{"v":23,"d":"23.0"},16.52,0.0741,0.15,13.54]
["February",10,"2PM to 3PM",14,"February 10, 2019 14:00","2019-02-10T14:00:00",{"v":55,"d":"55.0"},41.8,{"v":25,"d":"25.0"},19.9,{"v":16.3,"d":"16.30"},0.0739,0.13,13.56]
["February",10,"3PM to 4PM",15,"February 10, 2019 15:00","2019-02-10T15:00:00",{"v":55,"d":"55.0"},42.4,{"v":27,"d":"27.0"},21.9,{"v":16.6,"d":"16.60"},0.0739,0.14,13.57]
["February",10,"4PM to 5PM",16,"February 10, 2019 16:00","2019-02-10T16:00:00",{"v":55,"d":"55.0"},42.8,{"v":28,"d":"28.0"},{"v":23,"d":"23.0"},16.78,0.0739,0.15,13.57]
["February",10,"5PM to 6PM",17,"February 10, 2019 17:00","2019-02-10T17:00:00",{"v":52,"d":"52.0"},40.3,{"v":25,"d":"25.0"},19.9,15.56,0.0744,0.13,13.48]
["February",10,"6PM to 7PM",18,"February 10, 2019 18:00","2019-02-10T18:00:00",{"v":50,"d":"50.0"},39.2,{"v":25,"d":"25.0"},19.9,15.08,0.0747,0.13,13.43]
["February",10,"7PM to 8PM",19,"February 10, 2019 19:00","2019-02-10T19:00:00",48.9,38.7,{"v":25,"d":"25.0"},19.9,14.82,0.0748,0.13,{"v":13.4,"d":"13.40"}]
["February",10,"8PM to 9PM",20,"February 10, 2019 20:00","2019-02-10T20:00:00",{"v":48,"d":"48.0"},39.5,28.9,{"v":24,"d":"24.0"},15.24,0.0749,0.16,13.39]
["February",10,"9PM to 10PM",21,"February 10, 2019 21:00","2019-02-10T21:00:00",{"v":46,"d":"46.0"},38.9,{"v":30,"d":"30.0"},25.2,14.95,0.0752,0.16,13.34]
["February",10,"10PM to 11PM",22,"February 10, 2019 22:00","2019-02-10T22:00:00",{"v":45,"d":"45.0"},38.7,30.9,26.3,14.85,0.0754,0.17,13.32]
["February",10,"11PM to 12AM",23,"February 10, 2019 23:00","2019-02-10T23:00:00",44.1,38.7,{"v":32,"d":"32.0"},27.6,14.84,0.0755,0.18,{"v":13.3,"d":"13.30"}]
["February",11,"12AM to 1AM",0,"February 11, 2019 0:00","2019-02-11",42.1,38.1,33.1,28.9,14.55,0.0758,0.19,13.25]
["February",11,"1AM to 2AM",1,"February 11, 2019 1:00","2019-02-11T01:00:00",39.9,37.3,{"v":34,"d":"34.0"},29.9,{"v":14.2,"d":"14.20"},0.0761,{"v":0.2,"d":"0.20"},13.19]
["February",11,"2AM to 3AM",2,"February 11, 2019 2:00","2019-02-11T02:00:00",{"v":39,"d":"39.0"},{"v":36,"d":"36.0"},{"v":32,"d":"32.0"},27.6,13.62,0.0763,0.18,13.16]
["February",11,"3AM to 4AM",3,"February 11, 2019 3:00","2019-02-11T03:00:00",37.9,35.4,{"v":32,"d":"32.0"},27.6,13.36,0.0764,0.18,13.14]
["February",11,"4AM to 5AM",4,"February 11, 2019 4:00","2019-02-11T04:00:00",37.9,34.9,30.9,26.3,13.16,0.0764,0.17,13.13]
["February",11,"5AM to 6AM",5,"February 11, 2019 5:00","2019-02-11T05:00:00",37.9,34.1,28.9,{"v":24,"d":"24.0"},{"v":12.8,"d":"12.80"},0.0765,0.16,13.12]
["February",11,"6AM to 7AM",6,"February 11, 2019 6:00","2019-02-11T06:00:00",{"v":37,"d":"37.0"},{"v":34,"d":"34.0"},{"v":30,"d":"30.0"},25.2,12.77,0.0766,0.16,{"v":13.1,"d":"13.10"}]
["February",11,"7AM to 8AM",7,"February 11, 2019 7:00","2019-02-11T07:00:00",37.9,34.5,{"v":30,"d":"30.0"},25.2,12.99,0.0764,0.16,13.13]
["February",11,"8AM to 9AM",8,"February 11, 2019 8:00","2019-02-11T08:00:00",{"v":43,"d":"43.0"},36.9,28.9,{"v":24,"d":"24.0"},14.02,0.0757,0.16,13.26]
["February",11,"9AM to 10AM",9,"February 11, 2019 9:00","2019-02-11T09:00:00",{"v":46,"d":"46.0"},38.9,{"v":30,"d":"30.0"},25.2,14.95,0.0752,0.16,13.34]
["February",11,"10AM to 11AM",10,"February 11, 2019 10:00","2019-02-11T10:00:00",51.1,41.5,{"v":30,"d":"30.0"},25.2,16.17,0.0745,0.16,13.48]
["February",11,"11AM to 12PM",11,"February 11, 2019 11:00","2019-02-11T11:00:00",{"v":54,"d":"54.0"},41.9,{"v":27,"d":"27.0"},21.9,16.34,0.0741,0.14,13.54]
["February",11,"12PM to 1PM",12,"February 11, 2019 12:00","2019-02-11T12:00:00",{"v":57,"d":"57.0"},43.7,{"v":28,"d":"28.0"},{"v":23,"d":"23.0"},17.26,0.0736,0.15,13.63]
["February",11,"1PM to 2PM",13,"February 11, 2019 13:00","2019-02-11T13:00:00",57.9,43.8,{"v":27,"d":"27.0"},21.9,{"v":17.3,"d":"17.30"},0.0735,0.14,13.65]
["February",11,"2PM to 3PM",14,"February 11, 2019 14:00","2019-02-11T14:00:00",60.1,{"v":44,"d":"44.0"},24.1,19.1,17.39,0.0732,0.12,13.69]
["February",11,"3PM to 4PM",15,"February 11, 2019 15:00","2019-02-11T15:00:00",60.1,43.4,21.9,17.2,{"v":17.1,"d":"17.10"},0.0732,0.11,13.69]
["February",11,"4PM to 5PM",16,"February 11, 2019 16:00","2019-02-11T16:00:00",60.1,{"v":44,"d":"44.0"},24.1,19.1,17.39,0.0732,0.12,13.69]
["February",11,"5PM to 6PM",17,"February 11, 2019 17:00","2019-02-11T17:00:00",{"v":57,"d":"57.0"},43.1,26.1,20.9,16.94,0.0736,0.14,13.62]
["February",11,"6PM to 7PM",18,"February 11, 2019 18:00","2019-02-11T18:00:00",55.9,42.6,26.1,20.9,16.68,0.0738,0.14,13.59]
["February",11,"7PM to 8PM",19,"February 11, 2019 19:00","2019-02-11T19:00:00",{"v":55,"d":"55.0"},42.1,26.1,20.9,16.46,0.0739,0.14,13.57]
["February",11,"8PM to 9PM",20,"February 11, 2019 20:00","2019-02-11T20:00:00",{"v":54,"d":"54.0"},42.9,{"v":30,"d":"30.0"},25.2,16.86,0.0741,0.16,13.55]
["February",11,"9PM to 10PM",21,"February 11, 2019 21:00","2019-02-11T21:00:00",{"v":52,"d":"52.0"},43.8,35.1,31.2,17.32,0.0743,{"v":0.2,"d":"0.20"},13.52]
["February",11,"10PM to 11PM",22,"February 11, 2019 22:00","2019-02-11T22:00:00",{"v":52,"d":"52.0"},42.7,{"v":32,"d":"32.0"},27.6,16.76,0.0743,0.18,13.51]
["February",11,"11PM to 12AM",23,"February 11, 2019 23:00","2019-02-11T23:00:00",{"v":50,"d":"50.0"},42.1,33.1,28.9,16.47,0.0746,0.19,13.46]
["February",12,"12AM to 1AM",0,"February 12, 2019 0:00","2019-02-12",48.9,42.7,{"v":36,"d":"36.0"},32.4,16.76,0.0747,0.21,13.44]
["February",12,"1AM to 2AM",1,"February 12, 2019 1:00","2019-02-12T01:00:00",{"v":50,"d":"50.0"},42.1,33.1,28.9,16.47,0.0746,0.19,13.46]
["February",12,"2AM to 3AM",2,"February 12, 2019 2:00","2019-02-12T02:00:00",{"v":48,"d":"48.0"},41.5,{"v":34,"d":"34.0"},29.9,16.16,0.0749,{"v":0.2,"d":"0.20"},13.41]
["February",12,"3AM to 4AM",3,"February 12, 2019 3:00","2019-02-12T03:00:00",{"v":46,"d":"46.0"},40.9,35.1,31.2,15.88,0.0752,{"v":0.2,"d":"0.20"},13.36]
["February",12,"4AM to 5AM",4,"February 12, 2019 4:00","2019-02-12T04:00:00",{"v":45,"d":"45.0"},40.3,35.1,31.2,15.62,0.0753,{"v":0.2,"d":"0.20"},13.33]
["February",12,"5AM to 6AM",5,"February 12, 2019 5:00","2019-02-12T05:00:00",44.1,39.9,35.1,31.2,{"v":15.4,"d":"15.40"},0.0755,{"v":0.2,"d":"0.20"},13.31]
["February",12,"6AM to 7AM",6,"February 12, 2019 6:00","2019-02-12T06:00:00",{"v":43,"d":"43.0"},39.3,35.1,31.2,15.14,0.0756,{"v":0.2,"d":"0.20"},13.28]
["February",12,"7AM to 8AM",7,"February 12, 2019 7:00","2019-02-12T07:00:00",44.1,39.5,{"v":34,"d":"34.0"},29.9,{"v":15.2,"d":"15.20"},0.0755,{"v":0.2,"d":"0.20"},{"v":13.3,"d":"13.30"}]
["February",12,"8AM to 9AM",8,"February 12, 2019 8:00","2019-02-12T08:00:00",46.9,40.6,33.1,28.9,15.73,0.0751,0.19,13.38]
["February",12,"9AM to 10AM",9,"February 12, 2019 9:00","2019-02-12T09:00:00",51.1,42.3,{"v":32,"d":"32.0"},27.6,16.54,0.0745,0.18,13.48]
["February",12,"10AM to 11AM",10,"February 12, 2019 10:00","2019-02-12T10:00:00",{"v":57,"d":"57.0"},45.5,33.1,28.9,18.17,0.0736,0.19,13.64]
["February",12,"11AM to 12PM",11,"February 12, 2019 11:00","2019-02-12T11:00:00",60.1,45.9,{"v":30,"d":"30.0"},25.2,18.34,0.0732,0.16,13.71]
["February",12,"12PM to 1PM",12,"February 12, 2019 12:00","2019-02-12T12:00:00",{"v":64,"d":"64.0"},47.7,{"v":30,"d":"30.0"},25.2,{"v":19.3,"d":"19.30"},0.0726,0.16,13.82]
["February",12,"1PM to 2PM",13,"February 12, 2019 13:00","2019-02-12T13:00:00",64.9,47.1,{"v":27,"d":"27.0"},21.9,18.99,0.0725,0.14,13.83]
["February",12,"2PM to 3PM",14,"February 12, 2019 14:00","2019-02-12T14:00:00",64.9,47.4,{"v":28,"d":"28.0"},{"v":23,"d":"23.0"},19.17,0.0725,0.15,13.83]
["February",12,"3PM to 4PM",15,"February 12, 2019 15:00","2019-02-12T15:00:00",{"v":66,"d":"66.0"},47.6,{"v":27,"d":"27.0"},21.9,19.25,0.0724,0.14,13.86]
["February",12,"4PM to 5PM",16,"February 12, 2019 16:00","2019-02-12T16:00:00",66.9,{"v":48,"d":"48.0"},{"v":27,"d":"27.0"},21.9,19.47,0.0723,0.14,13.88]
["February",12,"5PM to 6PM",17,{"$f":"A1033&\" \"&B1033&\", \"&$D$5&\" \"&D1033&\":00\"","v":"February 12, 2019 17:00"},{"$f":"DATEVALUE(E1033)+TIMEVALUE(E1033)","v":"2019-02-12T17:00:00"},{"v":64,"d":"64.0"},{"v":47,"d":"47.0"},{"v":28,"d":"28.0"},{"v":23,"d":"23.0"},18.95,0.0726,0.15,13.81]
["February",12,"6PM to 7PM",{"$f":"IF(D1033+1>23,0,D1033+1)","v":18},"February 12, 2019 18:00","2019-02-12T18:00:00",62.1,46.1,{"v":28,"d":"28.0"},{"v":23,"d":"23.0"},18.47,0.0729,0.15,13.76]
["February",12,"7PM to 8PM",19,"February 12, 2019 19:00","2019-02-12T19:00:00",60.1,47.2,{"v":34,"d":"34.0"},29.9,19.07,0.0732,{"v":0.2,"d":"0.20"},13.73]
["February",12,"8PM to 9PM",20,"February 12, 2019 20:00","2019-02-12T20:00:00",{"v":57,"d":"57.0"},{"v":47,"d":"47.0"},{"v":37,"d":"37.0"},33.8,18.94,0.0736,0.22,13.66]
["February",12,"9PM to 10PM",21,"February 12, 2019 21:00","2019-02-12T21:00:00",{"v":55,"d":"55.0"},46.4,37.9,{"v":35,"d":"35.0"},18.65,0.0738,0.23,13.61]
["February",12,"10PM to 11PM",22,"February 12, 2019 22:00","2019-02-12T22:00:00",{"v":54,"d":"54.0"},45.6,{"v":37,"d":"37.0"},33.8,{"v":18.2,"d":"18.20"},{"v":0.074,"d":"0.0740"},0.22,13.58]
["February",12,"11PM to 12AM",23,"February 12, 2019 23:00","2019-02-12T23:00:00",53.1,45.5,37.9,{"v":35,"d":"35.0"},18.17,0.0741,0.23,13.56]
["February",13,"12AM to 1AM",0,"February 13, 2019 0:00","2019-02-13",{"v":52,"d":"52.0"},{"v":45,"d":"45.0"},37.9,{"v":35,"d":"35.0"},17.91,0.0743,0.23,13.53]
["February",13,"1AM to 2AM",1,"February 13, 2019 1:00","2019-02-13T01:00:00",{"v":52,"d":"52.0"},44.2,{"v":36,"d":"36.0"},32.4,{"v":17.5,"d":"17.50"},0.0743,0.21,13.52]
["February",13,"2AM to 3AM",2,"February 13, 2019 2:00","2019-02-13T02:00:00",51.1,44.6,37.9,{"v":35,"d":"35.0"},17.69,0.0744,0.23,13.51]
["February",13,"3AM to 4AM",3,"February 13, 2019 3:00","2019-02-13T03:00:00",51.1,44.2,{"v":37,"d":"37.0"},33.8,{"v":17.5,"d":"17.50"},0.0744,0.22,{"v":13.5,"d":"13.50"}]
["February",13,"4AM to 5AM",4,"February 13, 2019 4:00","2019-02-13T04:00:00",51.1,44.2,{"v":37,"d":"37.0"},33.8,{"v":17.5,"d":"17.50"},0.0744,0.22,{"v":13.5,"d":"13.50"}]
["February",13,"5AM to 6AM",5,"February 13, 2019 5:00","2019-02-13T05:00:00",51.1,43.8,{"v":36,"d":"36.0"},32.4,17.28,0.0744,0.21,{"v":13.5,"d":"13.50"}]
["February",13,"6AM to 7AM",6,"February 13, 2019 6:00","2019-02-13T06:00:00",51.1,43.8,{"v":36,"d":"36.0"},32.4,17.28,0.0744,0.21,{"v":13.5,"d":"13.50"}]
["February",13,"7AM to 8AM",7,"February 13, 2019 7:00","2019-02-13T07:00:00",{"v":52,"d":"52.0"},44.2,{"v":36,"d":"36.0"},32.4,{"v":17.5,"d":"17.50"},0.0743,0.21,13.52]
["February",13,"8AM to 9AM",8,"February 13, 2019 8:00","2019-02-13T08:00:00",53.1,44.7,{"v":36,"d":"36.0"},32.4,17.76,0.0741,0.21,13.55]
["February",13,"9AM to 10AM",9,"February 13, 2019 9:00","2019-02-13T09:00:00",{"v":55,"d":"55.0"},46.1,{"v":37,"d":"37.0"},33.8,18.46,0.0739,0.22,13.61]
["February",13,"10AM to 11AM",10,"February 13, 2019 10:00","2019-02-13T10:00:00",57.9,{"v":47,"d":"47.0"},{"v":36,"d":"36.0"},32.4,18.93,0.0734,0.21,13.68]
["February",13,"11AM to 12PM",11,"February 13, 2019 11:00","2019-02-13T11:00:00",{"v":59,"d":"59.0"},47.5,{"v":36,"d":"36.0"},32.4,{"v":19.2,"d":"19.20"},0.0733,0.21,13.71]
["February",13,"12PM to 1PM",12,"February 13, 2019 12:00","2019-02-13T12:00:00",{"v":64,"d":"64.0"},49.7,{"v":36,"d":"36.0"},32.4,20.42,0.0726,0.21,13.84]
["February",13,"1PM to 2PM",13,"February 13, 2019 13:00","2019-02-13T13:00:00",64.9,49.4,{"v":34,"d":"34.0"},29.9,20.25,0.0725,{"v":0.2,"d":"0.20"},13.86]
["February",13,"2PM to 3PM",14,"February 13, 2019 14:00","2019-02-13T14:00:00",{"v":68,"d":"68.0"},50.4,33.1,28.9,20.82,0.0721,0.19,13.93]
["February",13,"3PM to 4PM",15,"February 13, 2019 15:00","2019-02-13T15:00:00",69.1,50.9,33.1,28.9,21.08,0.0719,0.19,13.96]
["February",13,"4PM to 5PM",16,"February 13, 2019 16:00","2019-02-13T16:00:00",66.9,49.3,30.9,26.3,20.16,0.0722,0.17,{"v":13.9,"d":"13.90"}]
["February",13,"5PM to 6PM",17,"February 13, 2019 17:00","2019-02-13T17:00:00",64.9,49.4,{"v":34,"d":"34.0"},29.9,20.25,0.0725,{"v":0.2,"d":"0.20"},13.86]
["February",13,"6PM to 7PM",18,"February 13, 2019 18:00","2019-02-13T18:00:00",{"v":63,"d":"63.0"},48.5,{"v":34,"d":"34.0"},29.9,19.77,0.0728,{"v":0.2,"d":"0.20"},{"v":13.8,"d":"13.80"}]
["February",13,"7PM to 8PM",19,"February 13, 2019 19:00","2019-02-13T19:00:00",60.1,47.9,{"v":36,"d":"36.0"},32.4,19.46,0.0731,0.21,13.74]
["February",13,"8PM to 9PM",20,"February 13, 2019 20:00","2019-02-13T20:00:00",57.9,47.7,37.9,{"v":35,"d":"35.0"},19.35,0.0734,0.23,13.69]
["February",13,"9PM to 10PM",21,"February 13, 2019 21:00","2019-02-13T21:00:00",{"v":57,"d":"57.0"},48.1,39.9,37.9,19.57,0.0735,0.25,13.67]
["February",13,"10PM to 11PM",22,"February 13, 2019 22:00","2019-02-13T22:00:00",{"v":55,"d":"55.0"},47.2,39.9,37.9,19.09,0.0738,0.25,13.62]
["February",13,"11PM to 12AM",23,"February 13, 2019 23:00","2019-02-13T23:00:00",{"v":57,"d":"57.0"},48.1,39.9,37.9,19.57,0.0735,0.25,13.67]
["February",14,"12AM to 1AM",0,"February 14, 2019 0:00","2019-02-14",{"v":55,"d":"55.0"},46.4,37.9,{"v":35,"d":"35.0"},18.65,0.0738,0.23,13.61]
["February",14,"1AM to 2AM",1,"February 14, 2019 1:00","2019-02-14T01:00:00",53.1,45.5,37.9,{"v":35,"d":"35.0"},18.17,0.0741,0.23,13.56]
["February",14,"2AM to 3AM",2,"February 14, 2019 2:00","2019-02-14T02:00:00",53.1,45.5,37.9,{"v":35,"d":"35.0"},18.17,0.0741,0.23,13.56]
["February",14,"3AM to 4AM",3,"February 14, 2019 3:00","2019-02-14T03:00:00",{"v":52,"d":"52.0"},45.4,{"v":39,"d":"39.0"},36.6,18.14,0.0743,0.24,13.53]
["February",14,"4AM to 5AM",4,"February 14, 2019 4:00","2019-02-14T04:00:00",51.1,{"v":45,"d":"45.0"},{"v":39,"d":"39.0"},36.6,17.93,0.0744,0.24,13.51]
["February",14,"5AM to 6AM",5,"February 14, 2019 5:00","2019-02-14T05:00:00",51.1,44.6,37.9,{"v":35,"d":"35.0"},17.69,0.0744,0.23,13.51]
["February",14,"6AM to 7AM",6,"February 14, 2019 6:00","2019-02-14T06:00:00",{"v":50,"d":"50.0"},{"v":44,"d":"44.0"},37.9,{"v":35,"d":"35.0"},17.43,0.0746,0.23,13.48]
["February",14,"7AM to 8AM",7,"February 14, 2019 7:00","2019-02-14T07:00:00",53.1,45.1,{"v":37,"d":"37.0"},33.8,17.98,0.0741,0.22,13.55]
["February",14,"8AM to 9AM",8,"February 14, 2019 8:00","2019-02-14T08:00:00",{"v":55,"d":"55.0"},46.9,{"v":39,"d":"39.0"},36.6,18.89,0.0738,0.24,13.61]
["February",14,"9AM to 10AM",9,"February 14, 2019 9:00","2019-02-14T09:00:00",{"v":59,"d":"59.0"},48.6,{"v":39,"d":"39.0"},36.6,19.84,0.0733,0.24,13.72]
["February",14,"10AM to 11AM",10,"February 14, 2019 10:00","2019-02-14T10:00:00",{"v":63,"d":"63.0"},{"v":50,"d":"50.0"},37.9,{"v":35,"d":"35.0"},20.57,0.0727,0.23,13.82]
["February",14,"11AM to 12PM",11,"February 14, 2019 11:00","2019-02-14T11:00:00",66.9,52.4,39.9,37.9,21.97,0.0722,0.25,13.93]
["February",14,"12PM to 1PM",12,"February 14, 2019 12:00","2019-02-14T12:00:00",71.1,{"v":53,"d":"53.0"},{"v":37,"d":"37.0"},33.8,22.34,0.0716,0.22,14.03]
["February",14,"1PM to 2PM",13,"February 14, 2019 13:00","2019-02-14T13:00:00",73.9,54.5,37.9,{"v":35,"d":"35.0"},23.23,0.0712,0.23,14.11]
["February",14,"2PM to 3PM",14,"February 14, 2019 14:00","2019-02-14T14:00:00",73.9,54.2,{"v":37,"d":"37.0"},33.8,23.03,0.0712,0.22,14.11]
["February",14,"3PM to 4PM",15,"February 14, 2019 15:00","2019-02-14T15:00:00",73.9,54.2,{"v":37,"d":"37.0"},33.8,23.03,0.0712,0.22,14.11]
["February",14,"4PM to 5PM",16,"February 14, 2019 16:00","2019-02-14T16:00:00",{"v":73,"d":"73.0"},53.5,{"v":36,"d":"36.0"},32.4,22.59,0.0714,0.21,14.08]
["February",14,"5PM to 6PM",17,"February 14, 2019 17:00","2019-02-14T17:00:00",71.1,{"v":53,"d":"53.0"},{"v":37,"d":"37.0"},33.8,22.34,0.0716,0.22,14.03]
["February",14,"6PM to 7PM",18,"February 14, 2019 18:00","2019-02-14T18:00:00",69.1,52.9,{"v":39,"d":"39.0"},36.6,22.29,0.0719,0.24,13.99]
["February",14,"7PM to 8PM",19,"February 14, 2019 19:00","2019-02-14T19:00:00",{"v":68,"d":"68.0"},52.8,39.9,37.9,22.23,{"v":0.072,"d":"0.0720"},0.25,13.96]
["February",14,"8PM to 9PM",20,"February 14, 2019 20:00","2019-02-14T20:00:00",{"v":66,"d":"66.0"},52.9,42.1,41.2,22.27,0.0723,0.27,13.92]
["February",14,"9PM to 10PM",21,"February 14, 2019 21:00","2019-02-14T21:00:00",{"v":64,"d":"64.0"},52.9,44.1,44.5,{"v":22.3,"d":"22.30"},0.0725,0.29,13.88]
["February",14,"10PM to 11PM",22,"February 14, 2019 22:00","2019-02-14T22:00:00",{"v":63,"d":"63.0"},52.9,{"v":45,"d":"45.0"},46.1,22.29,0.0727,{"v":0.3,"d":"0.30"},13.85]
["February",14,"11PM to 12AM",23,"February 14, 2019 23:00","2019-02-14T23:00:00",62.1,{"v":53,"d":"53.0"},{"v":46,"d":"46.0"},{"v":48,"d":"48.0"},22.37,0.0728,0.31,13.84]
["February",15,"12AM to 1AM",0,"February 15, 2019 0:00","2019-02-15",62.1,52.5,{"v":45,"d":"45.0"},46.1,22.07,0.0728,{"v":0.3,"d":"0.30"},13.83]
["February",15,"1AM to 2AM",1,"February 15, 2019 1:00","2019-02-15T01:00:00",60.1,52.6,46.9,49.7,22.15,{"v":0.073,"d":"0.0730"},0.32,13.79]
["February",15,"2AM to 3AM",2,"February 15, 2019 2:00","2019-02-15T02:00:00",60.1,52.2,{"v":46,"d":"46.0"},{"v":48,"d":"48.0"},21.89,{"v":0.073,"d":"0.0730"},0.31,13.78]
["February",15,"3AM to 4AM",3,"February 15, 2019 3:00","2019-02-15T03:00:00",{"v":59,"d":"59.0"},52.7,{"v":48,"d":"48.0"},51.8,22.21,0.0732,0.34,13.77]
["February",15,"4AM to 5AM",4,"February 15, 2019 4:00","2019-02-15T04:00:00",57.9,52.3,{"v":48,"d":"48.0"},51.8,21.95,0.0733,0.34,13.74]
["February",15,"5AM to 6AM",5,"February 15, 2019 5:00","2019-02-15T05:00:00",57.9,52.3,{"v":48,"d":"48.0"},51.8,21.95,0.0733,0.34,13.74]
["February",15,"6AM to 7AM",6,"February 15, 2019 6:00","2019-02-15T06:00:00",{"v":59,"d":"59.0"},50.8,44.1,44.5,21.08,0.0732,0.29,13.74]
["February",15,"7AM to 8AM",7,"February 15, 2019 7:00","2019-02-15T07:00:00",{"v":61,"d":"61.0"},50.3,{"v":41,"d":"41.0"},39.5,20.78,{"v":0.073,"d":"0.0730"},0.26,13.78]
["February",15,"8AM to 9AM",8,"February 15, 2019 8:00","2019-02-15T08:00:00",{"v":61,"d":"61.0"},51.7,44.1,44.5,21.56,0.0729,0.29,{"v":13.8,"d":"13.80"}]
["February",15,"9AM to 10AM",9,{"$f":"A1097&\" \"&B1097&\", \"&$D$5&\" \"&D1097&\":00\"","v":"February 15, 2019 9:00"},{"$f":"DATEVALUE(E1097)+TIMEVALUE(E1097)","v":"2019-02-15T09:00:00"},{"v":63,"d":"63.0"},50.7,39.9,37.9,21.01,0.0727,0.25,13.83]
["February",15,"10AM to 11AM",{"$f":"IF(D1097+1>23,0,D1097+1)","v":10},"February 15, 2019 10:00","2019-02-15T10:00:00",{"v":64,"d":"64.0"},52.1,42.1,41.2,21.79,0.0725,0.27,13.87]
["February",15,"11AM to 12PM",11,"February 15, 2019 11:00","2019-02-15T11:00:00",{"v":66,"d":"66.0"},51.7,{"v":39,"d":"39.0"},36.6,21.55,0.0723,0.24,13.91]
["February",15,"12PM to 1PM",12,"February 15, 2019 12:00","2019-02-15T12:00:00",{"v":66,"d":"66.0"},54.1,{"v":45,"d":"45.0"},46.1,23.03,0.0722,{"v":0.3,"d":"0.30"},13.94]
["February",15,"1PM to 2PM",13,"February 15, 2019 13:00","2019-02-15T13:00:00",66.9,53.2,42.1,41.2,22.49,0.0721,0.27,13.94]
["February",15,"2PM to 3PM",14,"February 15, 2019 14:00","2019-02-15T14:00:00",{"v":64,"d":"64.0"},55.7,{"v":50,"d":"50.0"},55.8,24.07,0.0724,0.36,13.91]
["February",15,"3PM to 4PM",15,"February 15, 2019 15:00","2019-02-15T15:00:00",{"v":61,"d":"61.0"},{"v":53,"d":"53.0"},46.9,49.7,22.37,0.0729,0.32,13.81]
["February",15,"4PM to 5PM",16,"February 15, 2019 16:00","2019-02-15T16:00:00",60.1,51.7,{"v":45,"d":"45.0"},46.1,21.59,0.0731,{"v":0.3,"d":"0.30"},13.78]
["February",15,"5PM to 6PM",17,"February 15, 2019 17:00","2019-02-15T17:00:00",57.9,53.3,{"v":50,"d":"50.0"},55.8,22.57,0.0733,0.36,13.75]
["February",15,"6PM to 7PM",18,"February 15, 2019 18:00","2019-02-15T18:00:00",{"v":57,"d":"57.0"},51.9,{"v":48,"d":"48.0"},51.8,21.73,0.0735,0.34,13.71]
["February",15,"7PM to 8PM",19,"February 15, 2019 19:00","2019-02-15T19:00:00",{"v":55,"d":"55.0"},52.7,51.1,58.2,22.23,0.0737,0.38,13.68]
["February",15,"8PM to 9PM",20,"February 15, 2019 20:00","2019-02-15T20:00:00",55.9,53.1,51.1,58.2,22.45,0.0736,0.38,13.71]
["February",15,"9PM to 10PM",21,"February 15, 2019 21:00","2019-02-15T21:00:00",{"v":54,"d":"54.0"},52.3,51.1,58.2,21.97,0.0739,0.38,13.65]
["February",15,"10PM to 11PM",22,"February 15, 2019 22:00","2019-02-15T22:00:00",{"v":54,"d":"54.0"},52.8,{"v":52,"d":"52.0"},60.2,22.28,0.0738,0.39,13.66]
["February",15,"11PM to 12AM",23,"February 15, 2019 23:00","2019-02-15T23:00:00",{"v":54,"d":"54.0"},52.8,{"v":52,"d":"52.0"},60.2,22.28,0.0738,0.39,13.66]
["February",16,"12AM to 1AM",0,"February 16, 2019 0:00","2019-02-16",{"v":54,"d":"54.0"},53.4,53.1,62.6,22.66,0.0738,0.41,13.67]
["February",16,"1AM to 2AM",1,"February 16, 2019 1:00","2019-02-16T01:00:00",{"v":54,"d":"54.0"},52.8,{"v":52,"d":"52.0"},60.2,22.28,0.0738,0.39,13.66]
["February",16,"2AM to 3AM",2,"February 16, 2019 2:00","2019-02-16T02:00:00",{"v":54,"d":"54.0"},53.4,53.1,62.6,22.66,0.0738,0.41,13.67]
["February",16,"3AM to 4AM",3,"February 16, 2019 3:00","2019-02-16T03:00:00",{"v":54,"d":"54.0"},53.4,53.1,62.6,22.66,0.0738,0.41,13.67]
["February",16,"4AM to 5AM",4,"February 16, 2019 4:00","2019-02-16T04:00:00",{"v":54,"d":"54.0"},52.8,{"v":52,"d":"52.0"},60.2,22.28,0.0738,0.39,13.66]
["February",16,"5AM to 6AM",5,"February 16, 2019 5:00","2019-02-16T05:00:00",{"v":54,"d":"54.0"},52.8,{"v":52,"d":"52.0"},60.2,22.28,0.0738,0.39,13.66]
["February",16,"6AM to 7AM",6,"February 16, 2019 6:00","2019-02-16T06:00:00",53.1,52.4,{"v":52,"d":"52.0"},60.2,22.06,{"v":0.074,"d":"0.0740"},0.39,13.64]
["February",16,"7AM to 8AM",7,"February 16, 2019 7:00","2019-02-16T07:00:00",{"v":54,"d":"54.0"},52.8,{"v":52,"d":"52.0"},60.2,22.28,0.0738,0.39,13.66]
["February",16,"8AM to 9AM",8,"February 16, 2019 8:00","2019-02-16T08:00:00",{"v":54,"d":"54.0"},53.4,53.1,62.6,22.66,0.0738,0.41,13.67]
["February",16,"9AM to 10AM",9,"February 16, 2019 9:00","2019-02-16T09:00:00",57.9,55.5,{"v":54,"d":"54.0"},64.8,23.96,0.0732,0.42,13.78]
["February",16,"10AM to 11AM",10,"February 16, 2019 10:00","2019-02-16T10:00:00",62.1,57.1,{"v":54,"d":"54.0"},64.8,24.97,0.0727,0.42,13.89]
["February",16,"11AM to 12PM",11,"February 16, 2019 11:00","2019-02-16T11:00:00",{"v":63,"d":"63.0"},56.9,53.1,62.6,24.86,0.0726,0.41,13.91]
["February",16,"12PM to 1PM",12,"February 16, 2019 12:00","2019-02-16T12:00:00",{"v":64,"d":"64.0"},56.3,51.1,58.2,24.43,0.0724,0.38,13.92]
["February",16,"1PM to 2PM",13,"February 16, 2019 13:00","2019-02-16T13:00:00",64.9,55.5,48.9,53.6,23.94,0.0723,0.35,13.93]
["February",16,"2PM to 3PM",14,"February 16, 2019 14:00","2019-02-16T14:00:00",64.9,55.1,{"v":48,"d":"48.0"},51.8,23.66,0.0723,0.34,13.92]
["February",16,"3PM to 4PM",15,"February 16, 2019 15:00","2019-02-16T15:00:00",{"v":66,"d":"66.0"},{"v":55,"d":"55.0"},46.9,49.7,23.59,0.0722,0.32,13.95]
["February",16,"4PM to 5PM",16,"February 16, 2019 16:00","2019-02-16T16:00:00",{"v":66,"d":"66.0"},{"v":56,"d":"56.0"},48.9,53.6,{"v":24.2,"d":"24.20"},0.0722,0.35,13.96]
["February",16,"5PM to 6PM",17,"February 16, 2019 17:00","2019-02-16T17:00:00",64.9,55.5,48.9,53.6,23.94,0.0723,0.35,13.93]
["February",16,"6PM to 7PM",18,"February 16, 2019 18:00","2019-02-16T18:00:00",62.1,54.4,48.9,53.6,23.24,0.0727,0.35,13.85]
["February",16,"7PM to 8PM",19,"February 16, 2019 19:00","2019-02-16T19:00:00",{"v":61,"d":"61.0"},{"v":54,"d":"54.0"},48.9,53.6,22.97,0.0729,0.35,13.83]
["February",16,"8PM to 9PM",20,"February 16, 2019 20:00","2019-02-16T20:00:00",{"v":59,"d":"59.0"},54.3,51.1,58.2,{"v":23.2,"d":"23.20"},0.0731,0.38,13.79]
["February",16,"9PM to 10PM",21,"February 16, 2019 21:00","2019-02-16T21:00:00",{"v":59,"d":"59.0"},53.2,48.9,53.6,22.49,0.0732,0.35,13.77]
["February",16,"10PM to 11PM",22,"February 16, 2019 22:00","2019-02-16T22:00:00",{"v":57,"d":"57.0"},52.9,{"v":50,"d":"50.0"},55.8,22.36,0.0734,0.36,13.73]
["February",16,"11PM to 12AM",23,"February 16, 2019 23:00","2019-02-16T23:00:00",{"v":59,"d":"59.0"},53.2,48.9,53.6,22.49,0.0732,0.35,13.77]
["February",17,"12AM to 1AM",0,"February 17, 2019 0:00","2019-02-17",55.9,51.9,48.9,53.6,21.75,0.0736,0.35,13.69]
["February",17,"1AM to 2AM",1,"February 17, 2019 1:00","2019-02-17T01:00:00",{"v":55,"d":"55.0"},51.6,48.9,53.6,21.53,0.0737,0.35,13.67]
["February",17,"2AM to 3AM",2,"February 17, 2019 2:00","2019-02-17T02:00:00",53.1,50.7,48.9,53.6,21.05,{"v":0.074,"d":"0.0740"},0.35,13.62]
["February",17,"3AM to 4AM",3,"February 17, 2019 3:00","2019-02-17T03:00:00",{"v":52,"d":"52.0"},49.8,{"v":48,"d":"48.0"},51.8,{"v":20.5,"d":"20.50"},0.0742,0.34,13.58]
["February",17,"4AM to 5AM",4,"February 17, 2019 4:00","2019-02-17T04:00:00",51.1,48.8,46.9,49.7,19.96,0.0743,0.32,13.55]
["February",17,"5AM to 6AM",5,"February 17, 2019 5:00","2019-02-17T05:00:00",51.1,48.8,46.9,49.7,19.96,0.0743,0.32,13.55]
["February",17,"6AM to 7AM",6,"February 17, 2019 6:00","2019-02-17T06:00:00",{"v":50,"d":"50.0"},48.3,46.9,49.7,{"v":19.7,"d":"19.70"},0.0745,0.32,13.52]
["February",17,"7AM to 8AM",7,"February 17, 2019 7:00","2019-02-17T07:00:00",{"v":50,"d":"50.0"},47.8,{"v":46,"d":"46.0"},{"v":48,"d":"48.0"},19.44,0.0745,0.31,13.52]
["February",17,"8AM to 9AM",8,"February 17, 2019 8:00","2019-02-17T08:00:00",{"v":55,"d":"55.0"},50.5,46.9,49.7,20.92,0.0738,0.32,13.66]
["February",17,"9AM to 10AM",9,"February 17, 2019 9:00","2019-02-17T09:00:00",{"v":59,"d":"59.0"},52.7,{"v":48,"d":"48.0"},51.8,22.21,0.0732,0.34,13.77]
["February",17,"10AM to 11AM",10,"February 17, 2019 10:00","2019-02-17T10:00:00",62.1,54.4,48.9,53.6,23.24,0.0727,0.35,13.85]
["February",17,"11AM to 12PM",11,"February 17, 2019 11:00","2019-02-17T11:00:00",{"v":66,"d":"66.0"},{"v":57,"d":"57.0"},51.1,58.2,24.91,0.0722,0.38,13.97]
["February",17,"12PM to 1PM",12,"February 17, 2019 12:00","2019-02-17T12:00:00",69.1,57.7,{"v":50,"d":"50.0"},55.8,25.29,0.0718,0.36,14.05]
["February",17,"1PM to 2PM",13,"February 17, 2019 13:00","2019-02-17T13:00:00",71.1,56.6,{"v":46,"d":"46.0"},{"v":48,"d":"48.0"},24.56,0.0715,0.31,14.08]
["February",17,"2PM to 3PM",14,"February 17, 2019 14:00","2019-02-17T14:00:00",71.1,{"v":57,"d":"57.0"},46.9,49.7,24.82,0.0715,0.32,14.08]
["February",17,"3PM to 4PM",15,"February 17, 2019 15:00","2019-02-17T15:00:00",{"v":73,"d":"73.0"},58.6,48.9,53.6,25.91,0.0712,0.35,14.15]
["February",17,"4PM to 5PM",16,"February 17, 2019 16:00","2019-02-17T16:00:00",{"v":72,"d":"72.0"},58.2,48.9,53.6,25.65,0.0714,0.35,14.12]
["February",17,"5PM to 6PM",17,"February 17, 2019 17:00","2019-02-17T17:00:00",{"v":70,"d":"70.0"},{"v":58,"d":"58.0"},{"v":50,"d":"50.0"},55.8,25.51,0.0716,0.36,14.07]
["February",17,"6PM to 7PM",18,"February 17, 2019 18:00","2019-02-17T18:00:00",66.9,56.8,{"v":50,"d":"50.0"},55.8,24.77,{"v":0.072,"d":"0.0720"},0.36,13.99]
["February",17,"7PM to 8PM",19,"February 17, 2019 19:00","2019-02-17T19:00:00",66.9,56.8,{"v":50,"d":"50.0"},55.8,24.77,{"v":0.072,"d":"0.0720"},0.36,13.99]
["February",17,"8PM to 9PM",20,"February 17, 2019 20:00","2019-02-17T20:00:00",{"v":64,"d":"64.0"},56.3,51.1,58.2,24.43,0.0724,0.38,13.92]
["February",17,"9PM to 10PM",21,"February 17, 2019 21:00","2019-02-17T21:00:00",62.1,55.5,51.1,58.2,23.94,0.0727,0.38,13.87]
["February",17,"10PM to 11PM",22,"February 17, 2019 22:00","2019-02-17T22:00:00",{"v":61,"d":"61.0"},55.6,{"v":52,"d":"52.0"},60.2,23.99,0.0728,0.39,13.85]
["February",17,"11PM to 12AM",23,"February 17, 2019 23:00","2019-02-17T23:00:00",60.1,54.8,51.1,58.2,23.46,{"v":0.073,"d":"0.0730"},0.38,13.82]
["February",18,"12AM to 1AM",0,"February 18, 2019 0:00","2019-02-18",57.9,53.9,51.1,58.2,22.93,0.0733,0.38,13.76]
["February",18,"1AM to 2AM",1,{"$f":"A1161&\" \"&B1161&\", \"&$D$5&\" \"&D1161&\":00\"","v":"February 18, 2019 1:00"},{"$f":"DATEVALUE(E1161)+TIMEVALUE(E1161)","v":"2019-02-18T01:00:00"},{"v":57,"d":"57.0"},52.9,{"v":50,"d":"50.0"},55.8,22.36,0.0734,0.36,13.73]
["February",18,"2AM to 3AM",{"$f":"IF(D1161+1>23,0,D1161+1)","v":2},"February 18, 2019 2:00","2019-02-18T02:00:00",{"v":57,"d":"57.0"},52.9,{"v":50,"d":"50.0"},55.8,22.36,0.0734,0.36,13.73]
["February",18,"3AM to 4AM",3,"February 18, 2019 3:00","2019-02-18T03:00:00",55.9,52.5,{"v":50,"d":"50.0"},55.8,22.09,0.0736,0.36,{"v":13.7,"d":"13.70"}]
["February",18,"4AM to 5AM",4,"February 18, 2019 4:00","2019-02-18T04:00:00",{"v":55,"d":"55.0"},52.1,{"v":50,"d":"50.0"},55.8,21.87,0.0737,0.36,13.67]
["February",18,"5AM to 6AM",5,"February 18, 2019 5:00","2019-02-18T05:00:00",{"v":55,"d":"55.0"},51.6,48.9,53.6,21.53,0.0737,0.35,13.67]
["February",18,"6AM to 7AM",6,"February 18, 2019 6:00","2019-02-18T06:00:00",{"v":55,"d":"55.0"},51.6,48.9,53.6,21.53,0.0737,0.35,13.67]
["February",18,"7AM to 8AM",7,"February 18, 2019 7:00","2019-02-18T07:00:00",{"v":54,"d":"54.0"},51.1,48.9,53.6,21.26,0.0739,0.35,13.64]
["February",18,"8AM to 9AM",8,"February 18, 2019 8:00","2019-02-18T08:00:00",55.9,51.9,48.9,53.6,21.75,0.0736,0.35,13.69]
["February",18,"9AM to 10AM",9,"February 18, 2019 9:00","2019-02-18T09:00:00",{"v":61,"d":"61.0"},{"v":54,"d":"54.0"},48.9,53.6,22.97,0.0729,0.35,13.83]
["February",18,"10AM to 11AM",10,"February 18, 2019 10:00","2019-02-18T10:00:00",{"v":66,"d":"66.0"},56.5,{"v":50,"d":"50.0"},55.8,24.55,0.0722,0.36,13.97]
["February",18,"11AM to 12PM",11,"February 18, 2019 11:00","2019-02-18T11:00:00",{"v":70,"d":"70.0"},{"v":58,"d":"58.0"},{"v":50,"d":"50.0"},55.8,25.51,0.0716,0.36,14.07]
["February",18,"12PM to 1PM",12,"February 18, 2019 12:00","2019-02-18T12:00:00",{"v":72,"d":"72.0"},58.7,{"v":50,"d":"50.0"},55.8,25.99,0.0714,0.36,14.12]
["February",18,"1PM to 2PM",13,"February 18, 2019 13:00","2019-02-18T13:00:00",73.9,58.5,{"v":48,"d":"48.0"},51.8,25.85,0.0711,0.34,14.16]
["February",18,"2PM to 3PM",14,"February 18, 2019 14:00","2019-02-18T14:00:00",{"v":75,"d":"75.0"},58.4,46.9,49.7,25.78,{"v":0.071,"d":"0.0710"},0.32,14.19]
["February",18,"3PM to 4PM",15,"February 18, 2019 15:00","2019-02-18T15:00:00",{"v":75,"d":"75.0"},58.9,{"v":48,"d":"48.0"},51.8,26.11,{"v":0.071,"d":"0.0710"},0.34,14.19]
["February",18,"4PM to 5PM",16,"February 18, 2019 16:00","2019-02-18T16:00:00",73.9,58.5,{"v":48,"d":"48.0"},51.8,25.85,0.0711,0.34,14.16]
["February",18,"5PM to 6PM",17,"February 18, 2019 17:00","2019-02-18T17:00:00",73.9,58.5,{"v":48,"d":"48.0"},51.8,25.85,0.0711,0.34,14.16]
["February",18,"6PM to 7PM",18,"February 18, 2019 18:00","2019-02-18T18:00:00",71.1,57.5,{"v":48,"d":"48.0"},51.8,25.15,0.0715,0.34,14.09]
["February",18,"7PM to 8PM",19,"February 18, 2019 19:00","2019-02-18T19:00:00",69.1,57.7,{"v":50,"d":"50.0"},55.8,25.29,0.0718,0.36,14.05]
["February",18,"8PM to 9PM",20,"February 18, 2019 20:00","2019-02-18T20:00:00",66.9,56.3,48.9,53.6,24.42,0.0721,0.35,13.98]
["February",18,"9PM to 10PM",21,"February 18, 2019 21:00","2019-02-18T21:00:00",64.9,56.6,51.1,58.2,24.64,0.0723,0.38,13.94]
["February",18,"10PM to 11PM",22,"February 18, 2019 22:00","2019-02-18T22:00:00",{"v":64,"d":"64.0"},55.7,{"v":50,"d":"50.0"},55.8,24.07,0.0724,0.36,13.91]
["February",18,"11PM to 12AM",23,"February 18, 2019 23:00","2019-02-18T23:00:00",62.1,61.4,{"v":61,"d":"61.0"},83.8,27.92,0.0725,0.54,13.95]
["February",19,"12AM to 1AM",0,"February 19, 2019 0:00","2019-02-19",{"v":61,"d":"61.0"},55.1,51.1,58.2,23.68,0.0729,0.38,13.84]
["February",19,"1AM to 2AM",1,"February 19, 2019 1:00","2019-02-19T01:00:00",60.1,54.8,51.1,58.2,23.46,{"v":0.073,"d":"0.0730"},0.38,13.82]
["February",19,"2AM to 3AM",2,"February 19, 2019 2:00","2019-02-19T02:00:00",57.9,53.3,{"v":50,"d":"50.0"},55.8,22.57,0.0733,0.36,13.75]
["February",19,"3AM to 4AM",3,"February 19, 2019 3:00","2019-02-19T03:00:00",57.9,53.3,{"v":50,"d":"50.0"},55.8,22.57,0.0733,0.36,13.75]
["February",19,"4AM to 5AM",4,"February 19, 2019 4:00","2019-02-19T04:00:00",{"v":57,"d":"57.0"},52.9,{"v":50,"d":"50.0"},55.8,22.36,0.0734,0.36,13.73]
["February",19,"5AM to 6AM",5,"February 19, 2019 5:00","2019-02-19T05:00:00",57.9,52.7,48.9,53.6,22.23,0.0733,0.35,13.74]
["February",19,"6AM to 7AM",6,"February 19, 2019 6:00","2019-02-19T06:00:00",57.9,52.7,48.9,53.6,22.23,0.0733,0.35,13.74]
["February",19,"7AM to 8AM",7,"February 19, 2019 7:00","2019-02-19T07:00:00",57.9,52.7,48.9,53.6,22.23,0.0733,0.35,13.74]
["February",19,"8AM to 9AM",8,"February 19, 2019 8:00","2019-02-19T08:00:00",60.1,53.6,48.9,53.6,22.75,{"v":0.073,"d":"0.0730"},0.35,{"v":13.8,"d":"13.80"}]
["February",19,"9AM to 10AM",9,"February 19, 2019 9:00","2019-02-19T09:00:00",{"v":63,"d":"63.0"},55.3,{"v":50,"d":"50.0"},55.8,{"v":23.8,"d":"23.80"},0.0726,0.36,13.88]
["February",19,"10AM to 11AM",10,"February 19, 2019 10:00","2019-02-19T10:00:00",{"v":66,"d":"66.0"},{"v":56,"d":"56.0"},48.9,53.6,{"v":24.2,"d":"24.20"},0.0722,0.35,13.96]
["February",19,"11AM to 12PM",11,"February 19, 2019 11:00","2019-02-19T11:00:00",71.1,57.5,{"v":48,"d":"48.0"},51.8,25.15,0.0715,0.34,14.09]
["February",19,"12PM to 1PM",12,"February 19, 2019 12:00","2019-02-19T12:00:00",{"v":73,"d":"73.0"},58.6,48.9,53.6,25.91,0.0712,0.35,14.15]
["February",19,"1PM to 2PM",13,"February 19, 2019 13:00","2019-02-19T13:00:00",73.9,58.9,48.9,53.6,26.13,0.0711,0.35,14.17]
["February",19,"2PM to 3PM",14,"February 19, 2019 14:00","2019-02-19T14:00:00",{"v":75,"d":"75.0"},59.3,48.9,53.6,26.39,{"v":0.071,"d":"0.0710"},0.35,{"v":14.2,"d":"14.20"}]
["February",19,"3PM to 4PM",15,"February 19, 2019 15:00","2019-02-19T15:00:00",{"v":75,"d":"75.0"},58.9,{"v":48,"d":"48.0"},51.8,26.11,{"v":0.071,"d":"0.0710"},0.34,14.19]
["February",19,"4PM to 5PM",16,"February 19, 2019 16:00","2019-02-19T16:00:00",{"v":75,"d":"75.0"},59.3,48.9,53.6,26.39,{"v":0.071,"d":"0.0710"},0.35,{"v":14.2,"d":"14.20"}]
["February",19,"5PM to 6PM",17,"February 19, 2019 17:00","2019-02-19T17:00:00",{"v":73,"d":"73.0"},59.1,{"v":50,"d":"50.0"},55.8,26.26,0.0712,0.36,14.15]
["February",19,"6PM to 7PM",18,"February 19, 2019 18:00","2019-02-19T18:00:00",71.1,58.9,51.1,58.2,26.14,0.0715,0.38,14.11]
["February",19,"7PM to 8PM",19,"February 19, 2019 19:00","2019-02-19T19:00:00",69.1,59.7,{"v":54,"d":"54.0"},64.8,26.68,0.0717,0.42,14.08]
["February",19,"8PM to 9PM",20,"February 19, 2019 20:00","2019-02-19T20:00:00",{"v":68,"d":"68.0"},58.8,53.1,62.6,26.09,0.0719,0.41,14.04]
["February",19,"9PM to 10PM",21,"February 19, 2019 21:00","2019-02-19T21:00:00",66.9,58.9,{"v":54,"d":"54.0"},64.8,26.16,{"v":0.072,"d":"0.0720"},0.42,14.02]
["February",19,"10PM to 11PM",22,"February 19, 2019 22:00","2019-02-19T22:00:00",66.9,57.9,{"v":52,"d":"52.0"},60.2,25.44,{"v":0.072,"d":"0.0720"},0.39,{"v":14,"d":"14.00"}]
["February",19,"11PM to 12AM",23,"February 19, 2019 23:00","2019-02-19T23:00:00",{"v":66,"d":"66.0"},58.1,53.1,62.6,{"v":25.6,"d":"25.60"},0.0721,0.41,13.99]
["February",20,"12AM to 1AM",0,"February 20, 2019 0:00","2019-02-20",64.9,57.7,53.1,62.6,25.34,0.0723,0.41,13.96]
["February",20,"1AM to 2AM",1,"February 20, 2019 1:00","2019-02-20T01:00:00",{"v":64,"d":"64.0"},57.8,{"v":54,"d":"54.0"},64.8,25.45,0.0724,0.42,13.94]
["February",20,"2AM to 3AM",2,"February 20, 2019 2:00","2019-02-20T02:00:00",{"v":64,"d":"64.0"},56.8,{"v":52,"d":"52.0"},60.2,24.74,0.0724,0.39,13.93]
["February",20,"3AM to 4AM",3,"February 20, 2019 3:00","2019-02-20T03:00:00",{"v":63,"d":"63.0"},56.9,53.1,62.6,24.86,0.0726,0.41,13.91]
["February",20,"4AM to 5AM",4,"February 20, 2019 4:00","2019-02-20T04:00:00",62.1,{"v":56,"d":"56.0"},{"v":52,"d":"52.0"},60.2,24.25,0.0727,0.39,13.87]
["February",20,"5AM to 6AM",5,"February 20, 2019 5:00","2019-02-20T05:00:00",{"v":59,"d":"59.0"},53.8,{"v":50,"d":"50.0"},55.8,22.84,0.0731,0.36,13.78]
["February",20,"6AM to 7AM",6,"February 20, 2019 6:00","2019-02-20T06:00:00",{"v":59,"d":"59.0"},53.8,{"v":50,"d":"50.0"},55.8,22.84,0.0731,0.36,13.78]
["February",20,"7AM to 8AM",7,"February 20, 2019 7:00","2019-02-20T07:00:00",60.1,54.2,{"v":50,"d":"50.0"},55.8,{"v":23.1,"d":"23.10"},{"v":0.073,"d":"0.0730"},0.36,13.81]
["February",20,"8AM to 9AM",8,"February 20, 2019 8:00","2019-02-20T08:00:00",{"v":63,"d":"63.0"},55.3,{"v":50,"d":"50.0"},55.8,{"v":23.8,"d":"23.80"},0.0726,0.36,13.88]
["February",20,"9AM to 10AM",9,"February 20, 2019 9:00","2019-02-20T09:00:00",{"v":66,"d":"66.0"},54.1,{"v":45,"d":"45.0"},46.1,23.03,0.0722,{"v":0.3,"d":"0.30"},13.94]
["February",20,"10AM to 11AM",10,"February 20, 2019 10:00","2019-02-20T10:00:00",69.1,53.7,{"v":41,"d":"41.0"},39.5,22.75,0.0719,0.26,{"v":14,"d":"14.00"}]
["February",20,"11AM to 12PM",11,"February 20, 2019 11:00","2019-02-20T11:00:00",{"v":72,"d":"72.0"},52.7,35.1,31.2,22.15,0.0715,{"v":0.2,"d":"0.20"},14.05]
["February",20,"12PM to 1PM",12,"February 20, 2019 12:00","2019-02-20T12:00:00",73.9,52.9,33.1,28.9,22.26,0.0713,0.19,14.09]
["February",20,"1PM to 2PM",13,"February 20, 2019 13:00","2019-02-20T13:00:00",73.9,52.6,{"v":32,"d":"32.0"},27.6,22.07,0.0713,0.18,14.09]
["February",20,"2PM to 3PM",14,"February 20, 2019 14:00","2019-02-20T14:00:00",{"v":75,"d":"75.0"},{"v":53,"d":"53.0"},{"v":32,"d":"32.0"},27.6,22.33,0.0711,0.18,14.11]
["February",20,"3PM to 4PM",15,"February 20, 2019 15:00","2019-02-20T15:00:00",{"v":75,"d":"75.0"},50.8,24.1,19.1,20.99,0.0712,0.12,14.09]
["February",20,"4PM to 5PM",16,"February 20, 2019 16:00","2019-02-20T16:00:00",73.9,50.8,26.1,20.9,21.02,0.0713,0.14,14.06]
["February",20,"5PM to 6PM",17,{"$f":"A1225&\" \"&B1225&\", \"&$D$5&\" \"&D1225&\":00\"","v":"February 20, 2019 17:00"},{"$f":"DATEVALUE(E1225)+TIMEVALUE(E1225)","v":"2019-02-20T17:00:00"},71.1,48.3,{"v":21,"d":"21.0"},16.5,19.63,0.0717,0.11,13.97]
["February",20,"6PM to 7PM",{"$f":"IF(D1225+1>23,0,D1225+1)","v":18},"February 20, 2019 18:00","2019-02-20T18:00:00",{"v":68,"d":"68.0"},46.7,19.9,15.6,18.76,0.0721,{"v":0.1,"d":"0.10"},13.89]
["February",20,"7PM to 8PM",19,"February 20, 2019 19:00","2019-02-20T19:00:00",{"v":64,"d":"64.0"},46.1,{"v":25,"d":"25.0"},19.9,18.47,0.0727,0.13,{"v":13.8,"d":"13.80"}]
["February",20,"8PM to 9PM",20,"February 20, 2019 20:00","2019-02-20T20:00:00",62.1,45.8,{"v":27,"d":"27.0"},21.9,{"v":18.3,"d":"18.30"},0.0729,0.14,13.75]
["February",20,"9PM to 10PM",21,"February 20, 2019 21:00","2019-02-20T21:00:00",60.1,46.2,30.9,26.3,18.51,0.0732,0.17,13.72]
["February",20,"10PM to 11PM",22,"February 20, 2019 22:00","2019-02-20T22:00:00",57.9,45.9,33.1,28.9,18.38,0.0735,0.19,13.67]
["February",20,"11PM to 12AM",23,"February 20, 2019 23:00","2019-02-20T23:00:00",55.9,45.3,{"v":34,"d":"34.0"},29.9,18.07,0.0737,{"v":0.2,"d":"0.20"},13.62]
["February",21,"12AM to 1AM",0,"February 21, 2019 0:00","2019-02-21",{"v":55,"d":"55.0"},44.9,{"v":34,"d":"34.0"},29.9,17.85,0.0739,{"v":0.2,"d":"0.20"},13.59]
["February",21,"1AM to 2AM",1,"February 21, 2019 1:00","2019-02-21T01:00:00",{"v":54,"d":"54.0"},45.1,{"v":36,"d":"36.0"},32.4,17.98,{"v":0.074,"d":"0.0740"},0.21,13.57]
["February",21,"2AM to 3AM",2,"February 21, 2019 2:00","2019-02-21T02:00:00",{"v":52,"d":"52.0"},43.4,{"v":34,"d":"34.0"},29.9,17.11,0.0743,{"v":0.2,"d":"0.20"},13.51]
["February",21,"3AM to 4AM",3,"February 21, 2019 3:00","2019-02-21T03:00:00",51.1,44.2,{"v":37,"d":"37.0"},33.8,{"v":17.5,"d":"17.50"},0.0744,0.22,{"v":13.5,"d":"13.50"}]
["February",21,"4AM to 5AM",4,"February 21, 2019 4:00","2019-02-21T04:00:00",{"v":50,"d":"50.0"},{"v":44,"d":"44.0"},37.9,{"v":35,"d":"35.0"},17.43,0.0746,0.23,13.48]
["February",21,"5AM to 6AM",5,"February 21, 2019 5:00","2019-02-21T05:00:00",48.9,43.5,37.9,{"v":35,"d":"35.0"},17.17,0.0747,0.23,13.45]
["February",21,"6AM to 7AM",6,"February 21, 2019 6:00","2019-02-21T06:00:00",{"v":48,"d":"48.0"},42.7,{"v":37,"d":"37.0"},33.8,16.76,0.0749,0.22,13.42]
["February",21,"7AM to 8AM",7,"February 21, 2019 7:00","2019-02-21T07:00:00",{"v":50,"d":"50.0"},43.7,{"v":37,"d":"37.0"},33.8,17.24,0.0746,0.22,13.47]
["February",21,"8AM to 9AM",8,"February 21, 2019 8:00","2019-02-21T08:00:00",{"v":54,"d":"54.0"},44.8,35.1,31.2,{"v":17.8,"d":"17.80"},{"v":0.074,"d":"0.0740"},{"v":0.2,"d":"0.20"},13.57]
["February",21,"9AM to 10AM",9,"February 21, 2019 9:00","2019-02-21T09:00:00",{"v":57,"d":"57.0"},46.2,35.1,31.2,18.54,0.0736,{"v":0.2,"d":"0.20"},13.65]
["February",21,"10AM to 11AM",10,"February 21, 2019 10:00","2019-02-21T10:00:00",62.1,47.8,33.1,28.9,19.39,0.0729,0.19,13.78]
["February",21,"11AM to 12PM",11,"February 21, 2019 11:00","2019-02-21T11:00:00",64.9,49.8,35.1,31.2,20.45,0.0725,{"v":0.2,"d":"0.20"},13.86]
["February",21,"12PM to 1PM",12,"February 21, 2019 12:00","2019-02-21T12:00:00",69.1,51.5,35.1,31.2,21.46,0.0719,{"v":0.2,"d":"0.20"},13.97]
["February",21,"1PM to 2PM",13,"February 21, 2019 13:00","2019-02-21T13:00:00",71.1,51.7,33.1,28.9,21.56,0.0717,0.19,14.01]
["February",21,"2PM to 3PM",14,"February 21, 2019 14:00","2019-02-21T14:00:00",{"v":72,"d":"72.0"},51.4,30.9,26.3,21.38,0.0715,0.17,14.03]
["February",21,"3PM to 4PM",15,"February 21, 2019 15:00","2019-02-21T15:00:00",73.9,52.3,30.9,26.3,21.86,0.0713,0.17,14.08]
["February",21,"4PM to 5PM",16,"February 21, 2019 16:00","2019-02-21T16:00:00",73.9,51.6,28.9,{"v":24,"d":"24.0"},{"v":21.5,"d":"21.50"},0.0713,0.16,14.07]
["February",21,"5PM to 6PM",17,"February 21, 2019 17:00","2019-02-21T17:00:00",{"v":72,"d":"72.0"},50.5,{"v":28,"d":"28.0"},{"v":23,"d":"23.0"},20.86,0.0716,0.15,14.02]
["February",21,"6PM to 7PM",18,"February 21, 2019 18:00","2019-02-21T18:00:00",66.9,49.6,{"v":32,"d":"32.0"},27.6,20.37,0.0722,0.18,{"v":13.9,"d":"13.90"}]
["February",21,"7PM to 8PM",19,"February 21, 2019 19:00","2019-02-21T19:00:00",{"v":66,"d":"66.0"},49.6,33.1,28.9,20.34,0.0723,0.19,13.88]
["February",21,"8PM to 9PM",20,"February 21, 2019 20:00","2019-02-21T20:00:00",{"v":64,"d":"64.0"},{"v":49,"d":"49.0"},{"v":34,"d":"34.0"},29.9,20.03,0.0726,{"v":0.2,"d":"0.20"},13.83]
["February",21,"9PM to 10PM",21,"February 21, 2019 21:00","2019-02-21T21:00:00",62.1,48.5,35.1,31.2,19.76,0.0729,{"v":0.2,"d":"0.20"},13.78]
["February",21,"10PM to 11PM",22,"February 21, 2019 22:00","2019-02-21T22:00:00",60.1,47.9,{"v":36,"d":"36.0"},32.4,19.46,0.0731,0.21,13.74]
["February",21,"11PM to 12AM",23,"February 21, 2019 23:00","2019-02-21T23:00:00",57.9,47.4,{"v":37,"d":"37.0"},33.8,19.16,0.0734,0.22,13.68]
["February",22,"12AM to 1AM",0,"February 22, 2019 0:00","2019-02-22",{"v":57,"d":"57.0"},47.3,37.9,{"v":35,"d":"35.0"},19.13,0.0736,0.23,13.66]
["February",22,"1AM to 2AM",1,"February 22, 2019 1:00","2019-02-22T01:00:00",{"v":54,"d":"54.0"},45.6,{"v":37,"d":"37.0"},33.8,{"v":18.2,"d":"18.20"},{"v":0.074,"d":"0.0740"},0.22,13.58]
["February",22,"2AM to 3AM",2,"February 22, 2019 2:00","2019-02-22T02:00:00",53.1,{"v":44,"d":"44.0"},{"v":34,"d":"34.0"},29.9,17.37,0.0742,{"v":0.2,"d":"0.20"},13.54]
["February",22,"3AM to 4AM",3,"February 22, 2019 3:00","2019-02-22T03:00:00",51.1,44.2,{"v":37,"d":"37.0"},33.8,{"v":17.5,"d":"17.50"},0.0744,0.22,{"v":13.5,"d":"13.50"}]
["February",22,"4AM to 5AM",4,"February 22, 2019 4:00","2019-02-22T04:00:00",{"v":48,"d":"48.0"},43.1,37.9,{"v":35,"d":"35.0"},16.95,0.0749,0.23,13.42]
["February",22,"5AM to 6AM",5,"February 22, 2019 5:00","2019-02-22T05:00:00",48.9,43.5,37.9,{"v":35,"d":"35.0"},17.17,0.0747,0.23,13.45]
["February",22,"6AM to 7AM",6,"February 22, 2019 6:00","2019-02-22T06:00:00",{"v":48,"d":"48.0"},43.6,{"v":39,"d":"39.0"},36.6,17.18,0.0749,0.24,13.43]
["February",22,"7AM to 8AM",7,"February 22, 2019 7:00","2019-02-22T07:00:00",{"v":50,"d":"50.0"},44.5,{"v":39,"d":"39.0"},36.6,17.66,0.0746,0.24,13.48]
["February",22,"8AM to 9AM",8,"February 22, 2019 8:00","2019-02-22T08:00:00",55.9,46.8,37.9,{"v":35,"d":"35.0"},18.87,0.0737,0.23,13.63]
["February",22,"9AM to 10AM",9,"February 22, 2019 9:00","2019-02-22T09:00:00",{"v":61,"d":"61.0"},48.7,{"v":37,"d":"37.0"},33.8,{"v":19.9,"d":"19.90"},{"v":0.073,"d":"0.0730"},0.22,13.76]
["February",22,"10AM to 11AM",10,"February 22, 2019 10:00","2019-02-22T10:00:00",64.9,49.1,33.1,28.9,20.08,0.0725,0.19,13.85]
["February",22,"11AM to 12PM",11,"February 22, 2019 11:00","2019-02-22T11:00:00",{"v":70,"d":"70.0"},50.3,{"v":30,"d":"30.0"},25.2,20.73,0.0718,0.16,13.97]
["February",22,"12PM to 1PM",12,"February 22, 2019 12:00","2019-02-22T12:00:00",{"v":73,"d":"73.0"},49.9,24.1,19.1,20.51,0.0714,0.12,14.03]
["February",22,"1PM to 2PM",13,"February 22, 2019 13:00","2019-02-22T13:00:00",{"v":75,"d":"75.0"},50.8,24.1,19.1,20.99,0.0712,0.12,14.09]
["February",22,"2PM to 3PM",14,"February 22, 2019 14:00","2019-02-22T14:00:00",75.9,51.2,24.1,19.1,21.21,0.0711,0.12,14.11]
["February",22,"3PM to 4PM",15,"February 22, 2019 15:00","2019-02-22T15:00:00",{"v":77,"d":"77.0"},52.1,26.1,20.9,21.76,0.0709,0.14,14.15]
["February",22,"4PM to 5PM",16,"February 22, 2019 16:00","2019-02-22T16:00:00",{"v":75,"d":"75.0"},51.5,{"v":27,"d":"27.0"},21.9,21.43,0.0712,0.14,{"v":14.1,"d":"14.10"}]
["February",22,"5PM to 6PM",17,"February 22, 2019 17:00","2019-02-22T17:00:00",{"v":73,"d":"73.0"},50.2,{"v":25,"d":"25.0"},19.9,20.64,0.0714,0.13,14.04]
["February",22,"6PM to 7PM",18,"February 22, 2019 18:00","2019-02-22T18:00:00",69.1,{"v":49,"d":"49.0"},{"v":27,"d":"27.0"},21.9,19.99,{"v":0.072,"d":"0.0720"},0.14,13.94]
["February",22,"7PM to 8PM",19,"February 22, 2019 19:00","2019-02-22T19:00:00",66.9,48.6,28.9,{"v":24,"d":"24.0"},{"v":19.8,"d":"19.80"},0.0722,0.16,13.89]
["February",22,"8PM to 9PM",20,"February 22, 2019 20:00","2019-02-22T20:00:00",{"v":64,"d":"64.0"},47.7,{"v":30,"d":"30.0"},25.2,{"v":19.3,"d":"19.30"},0.0726,0.16,13.82]
["February",22,"9PM to 10PM",21,"February 22, 2019 21:00","2019-02-22T21:00:00",{"v":63,"d":"63.0"},47.5,30.9,26.3,{"v":19.2,"d":"19.20"},0.0728,0.17,13.79]
["February",22,"10PM to 11PM",22,"February 22, 2019 22:00","2019-02-22T22:00:00",{"v":61,"d":"61.0"},46.6,30.9,26.3,18.72,0.0731,0.17,13.74]
["February",22,"11PM to 12AM",23,"February 22, 2019 23:00","2019-02-22T23:00:00",{"v":59,"d":"59.0"},46.4,33.1,28.9,18.65,0.0733,0.19,{"v":13.7,"d":"13.70"}]
["February",23,"12AM to 1AM",0,"February 23, 2019 0:00","2019-02-23",57.9,46.3,{"v":34,"d":"34.0"},29.9,18.55,0.0735,{"v":0.2,"d":"0.20"},13.67]
["February",23,"1AM to 2AM",1,"February 23, 2019 1:00","2019-02-23T01:00:00",55.9,{"v":45,"d":"45.0"},33.1,28.9,17.91,0.0738,0.19,13.61]
["February",23,"2AM to 3AM",2,"February 23, 2019 2:00","2019-02-23T02:00:00",53.1,44.7,{"v":36,"d":"36.0"},32.4,17.76,0.0741,0.21,13.55]
["February",23,"3AM to 4AM",3,"February 23, 2019 3:00","2019-02-23T03:00:00",{"v":52,"d":"52.0"},44.2,{"v":36,"d":"36.0"},32.4,{"v":17.5,"d":"17.50"},0.0743,0.21,13.52]
["February",23,"4AM to 5AM",4,"February 23, 2019 4:00","2019-02-23T04:00:00",51.1,43.8,{"v":36,"d":"36.0"},32.4,17.28,0.0744,0.21,{"v":13.5,"d":"13.50"}]
["February",23,"5AM to 6AM",5,"February 23, 2019 5:00","2019-02-23T05:00:00",{"v":50,"d":"50.0"},43.7,{"v":37,"d":"37.0"},33.8,17.24,0.0746,0.22,13.47]
["February",23,"6AM to 7AM",6,"February 23, 2019 6:00","2019-02-23T06:00:00",{"v":50,"d":"50.0"},42.9,35.1,31.2,16.84,0.0746,{"v":0.2,"d":"0.20"},13.47]
["February",23,"7AM to 8AM",7,"February 23, 2019 7:00","2019-02-23T07:00:00",{"v":52,"d":"52.0"},43.4,{"v":34,"d":"34.0"},29.9,17.11,0.0743,{"v":0.2,"d":"0.20"},13.51]
["February",23,"8AM to 9AM",8,"February 23, 2019 8:00","2019-02-23T08:00:00",55.9,45.3,{"v":34,"d":"34.0"},29.9,18.07,0.0737,{"v":0.2,"d":"0.20"},13.62]
["February",23,"9AM to 10AM",9,{"$f":"A1289&\" \"&B1289&\", \"&$D$5&\" \"&D1289&\":00\"","v":"February 23, 2019 9:00"},{"$f":"DATEVALUE(E1289)+TIMEVALUE(E1289)","v":"2019-02-23T09:00:00"},60.1,47.6,35.1,31.2,19.28,0.0732,{"v":0.2,"d":"0.20"},13.73]
["February",23,"10AM to 11AM",{"$f":"IF(D1289+1>23,0,D1289+1)","v":10},"February 23, 2019 10:00","2019-02-23T10:00:00",{"v":66,"d":"66.0"},49.9,{"v":34,"d":"34.0"},29.9,20.51,0.0723,{"v":0.2,"d":"0.20"},13.88]
["February",23,"11AM to 12PM",11,"February 23, 2019 11:00","2019-02-23T11:00:00",{"v":72,"d":"72.0"},52.1,33.1,28.9,21.78,0.0715,0.19,14.04]
["February",23,"12PM to 1PM",12,"February 23, 2019 12:00","2019-02-23T12:00:00",73.9,52.9,33.1,28.9,22.26,0.0713,0.19,14.09]
["February",23,"1PM to 2PM",13,"February 23, 2019 13:00","2019-02-23T13:00:00",{"v":79,"d":"79.0"},54.6,{"v":32,"d":"32.0"},27.6,23.28,0.0706,0.18,14.22]
["February",23,"2PM to 3PM",14,"February 23, 2019 14:00","2019-02-23T14:00:00",{"v":79,"d":"79.0"},53.2,{"v":27,"d":"27.0"},21.9,22.38,0.0706,0.14,{"v":14.2,"d":"14.20"}]
["February",23,"3PM to 4PM",15,"February 23, 2019 15:00","2019-02-23T15:00:00",{"v":81,"d":"81.0"},54.8,{"v":30,"d":"30.0"},25.2,23.38,0.0704,0.16,14.26]
["February",23,"4PM to 5PM",16,"February 23, 2019 16:00","2019-02-23T16:00:00",{"v":81,"d":"81.0"},55.1,30.9,26.3,23.55,0.0704,0.17,14.27]
["February",23,"5PM to 6PM",17,"February 23, 2019 17:00","2019-02-23T17:00:00",78.1,55.2,35.1,31.2,23.63,0.0707,{"v":0.2,"d":"0.20"},14.21]
["February",23,"6PM to 7PM",18,"February 23, 2019 18:00","2019-02-23T18:00:00",73.9,53.8,{"v":36,"d":"36.0"},32.4,22.81,0.0712,0.21,{"v":14.1,"d":"14.10"}]
["February",23,"7PM to 8PM",19,"February 23, 2019 19:00","2019-02-23T19:00:00",{"v":72,"d":"72.0"},53.4,{"v":37,"d":"37.0"},33.8,22.55,0.0715,0.22,14.05]
["February",23,"8PM to 9PM",20,"February 23, 2019 20:00","2019-02-23T20:00:00",{"v":68,"d":"68.0"},52.5,{"v":39,"d":"39.0"},36.6,22.03,{"v":0.072,"d":"0.0720"},0.24,13.96]
["February",23,"9PM to 10PM",21,"February 23, 2019 21:00","2019-02-23T21:00:00",{"v":66,"d":"66.0"},51.7,{"v":39,"d":"39.0"},36.6,21.55,0.0723,0.24,13.91]
["February",23,"10PM to 11PM",22,"February 23, 2019 22:00","2019-02-23T22:00:00",{"v":66,"d":"66.0"},{"v":52,"d":"52.0"},39.9,37.9,21.75,0.0723,0.25,13.91]
["February",23,"11PM to 12AM",23,"February 23, 2019 23:00","2019-02-23T23:00:00",{"v":64,"d":"64.0"},51.2,39.9,37.9,21.27,0.0726,0.25,13.86]
["February",24,"12AM to 1AM",0,"February 24, 2019 0:00","2019-02-24",62.1,50.3,39.9,37.9,20.79,0.0728,0.25,{"v":13.8,"d":"13.80"}]
["February",24,"1AM to 2AM",1,"February 24, 2019 1:00","2019-02-24T01:00:00",60.1,49.9,{"v":41,"d":"41.0"},39.5,20.57,0.0731,0.26,13.76]
["February",24,"2AM to 3AM",2,"February 24, 2019 2:00","2019-02-24T02:00:00",{"v":59,"d":"59.0"},{"v":49,"d":"49.0"},39.9,37.9,20.05,0.0733,0.25,13.72]
["February",24,"3AM to 4AM",3,"February 24, 2019 3:00","2019-02-24T03:00:00",57.9,48.5,39.9,37.9,19.79,0.0734,0.25,{"v":13.7,"d":"13.70"}]
["February",24,"4AM to 5AM",4,"February 24, 2019 4:00","2019-02-24T04:00:00",{"v":57,"d":"57.0"},48.1,39.9,37.9,19.57,0.0735,0.25,13.67]
["February",24,"5AM to 6AM",5,"February 24, 2019 5:00","2019-02-24T05:00:00",{"v":55,"d":"55.0"},47.2,39.9,37.9,19.09,0.0738,0.25,13.62]
["February",24,"6AM to 7AM",6,"February 24, 2019 6:00","2019-02-24T06:00:00",{"v":54,"d":"54.0"},47.2,{"v":41,"d":"41.0"},39.5,19.08,{"v":0.074,"d":"0.0740"},0.26,{"v":13.6,"d":"13.60"}]
["February",24,"7AM to 8AM",7,"February 24, 2019 7:00","2019-02-24T07:00:00",55.9,48.1,{"v":41,"d":"41.0"},39.5,19.56,0.0737,0.26,13.65]
["February",24,"8AM to 9AM",8,"February 24, 2019 8:00","2019-02-24T08:00:00",{"v":61,"d":"61.0"},49.9,39.9,37.9,20.53,{"v":0.073,"d":"0.0730"},0.25,13.78]
["February",24,"9AM to 10AM",9,"February 24, 2019 9:00","2019-02-24T09:00:00",{"v":66,"d":"66.0"},51.7,{"v":39,"d":"39.0"},36.6,21.55,0.0723,0.24,13.91]
["February",24,"10AM to 11AM",10,"February 24, 2019 10:00","2019-02-24T10:00:00",71.1,54.1,39.9,37.9,22.97,0.0716,0.25,14.04]
["February",24,"11AM to 12PM",11,"February 24, 2019 11:00","2019-02-24T11:00:00",{"v":77,"d":"77.0"},55.7,37.9,{"v":35,"d":"35.0"},23.97,0.0708,0.23,14.19]
["February",24,"12PM to 1PM",12,"February 24, 2019 12:00","2019-02-24T12:00:00",{"v":81,"d":"81.0"},57.6,{"v":39,"d":"39.0"},36.6,25.17,0.0703,0.24,{"v":14.3,"d":"14.30"}]
["February",24,"1PM to 2PM",13,"February 24, 2019 13:00","2019-02-24T13:00:00",84.9,{"v":59,"d":"59.0"},{"v":39,"d":"39.0"},36.6,26.13,0.0698,0.24,14.41]
["February",24,"2PM to 3PM",14,"February 24, 2019 14:00","2019-02-24T14:00:00",87.1,59.8,{"v":39,"d":"39.0"},36.6,26.65,0.0695,0.24,14.46]
["February",24,"3PM to 4PM",15,"February 24, 2019 15:00","2019-02-24T15:00:00",89.1,59.9,{"v":37,"d":"37.0"},33.8,{"v":26.7,"d":"26.70"},0.0693,0.22,14.51]
["February",24,"4PM to 5PM",16,"February 24, 2019 16:00","2019-02-24T16:00:00",89.1,59.3,35.1,31.2,26.29,0.0693,{"v":0.2,"d":"0.20"},{"v":14.5,"d":"14.50"}]
["February",24,"5PM to 6PM",17,"February 24, 2019 17:00","2019-02-24T17:00:00",87.1,58.3,{"v":34,"d":"34.0"},29.9,{"v":25.6,"d":"25.60"},0.0695,{"v":0.2,"d":"0.20"},14.44]
["February",24,"6PM to 7PM",18,"February 24, 2019 18:00","2019-02-24T18:00:00",80.1,57.9,{"v":41,"d":"41.0"},39.5,25.41,0.0704,0.26,14.29]
["February",24,"7PM to 8PM",19,"February 24, 2019 19:00","2019-02-24T19:00:00",78.1,57.6,42.1,41.2,{"v":25.2,"d":"25.20"},0.0706,0.27,14.24]
["February",24,"8PM to 9PM",20,"February 24, 2019 20:00","2019-02-24T20:00:00",{"v":75,"d":"75.0"},56.4,42.1,41.2,24.45,{"v":0.071,"d":"0.0710"},0.27,14.16]
["February",24,"9PM to 10PM",21,"February 24, 2019 21:00","2019-02-24T21:00:00",{"v":72,"d":"72.0"},54.8,{"v":41,"d":"41.0"},39.5,23.45,0.0715,0.26,14.07]
["February",24,"10PM to 11PM",22,"February 24, 2019 22:00","2019-02-24T22:00:00",{"v":70,"d":"70.0"},54.5,42.1,41.2,23.23,0.0717,0.27,14.02]
["February",24,"11PM to 12AM",23,"February 24, 2019 23:00","2019-02-24T23:00:00",69.1,54.9,44.1,44.5,23.53,0.0718,0.29,14.01]
["February",25,"12AM to 1AM",0,"February 25, 2019 0:00","2019-02-25",66.9,54.1,44.1,44.5,{"v":23,"d":"23.00"},0.0721,0.29,13.95]
["February",25,"1AM to 2AM",1,"February 25, 2019 1:00","2019-02-25T01:00:00",{"v":64,"d":"64.0"},53.3,{"v":45,"d":"45.0"},46.1,22.55,0.0725,{"v":0.3,"d":"0.30"},13.88]
["February",25,"2AM to 3AM",2,"February 25, 2019 2:00","2019-02-25T02:00:00",{"v":61,"d":"61.0"},52.6,{"v":46,"d":"46.0"},{"v":48,"d":"48.0"},22.11,0.0729,0.31,13.81]
["February",25,"3AM to 4AM",3,"February 25, 2019 3:00","2019-02-25T03:00:00",{"v":61,"d":"61.0"},52.1,{"v":45,"d":"45.0"},46.1,{"v":21.8,"d":"21.80"},0.0729,{"v":0.3,"d":"0.30"},{"v":13.8,"d":"13.80"}]
["February",25,"4AM to 5AM",4,"February 25, 2019 4:00","2019-02-25T04:00:00",60.1,51.7,{"v":45,"d":"45.0"},46.1,21.59,0.0731,{"v":0.3,"d":"0.30"},13.78]
["February",25,"5AM to 6AM",5,"February 25, 2019 5:00","2019-02-25T05:00:00",57.9,49.9,{"v":43,"d":"43.0"},42.7,20.53,0.0734,0.28,13.71]
["February",25,"6AM to 7AM",6,"February 25, 2019 6:00","2019-02-25T06:00:00",57.9,49.9,{"v":43,"d":"43.0"},42.7,20.53,0.0734,0.28,13.71]
["February",25,"7AM to 8AM",7,"February 25, 2019 7:00","2019-02-25T07:00:00",{"v":61,"d":"61.0"},50.3,{"v":41,"d":"41.0"},39.5,20.78,{"v":0.073,"d":"0.0730"},0.26,13.78]
["February",25,"8AM to 9AM",8,"February 25, 2019 8:00","2019-02-25T08:00:00",{"v":66,"d":"66.0"},{"v":52,"d":"52.0"},39.9,37.9,21.75,0.0723,0.25,13.91]
["February",25,"9AM to 10AM",9,"February 25, 2019 9:00","2019-02-25T09:00:00",{"v":70,"d":"70.0"},53.3,{"v":39,"d":"39.0"},36.6,22.51,0.0718,0.24,14.01]
["February",25,"10AM to 11AM",10,"February 25, 2019 10:00","2019-02-25T10:00:00",73.9,55.6,{"v":41,"d":"41.0"},39.5,23.93,0.0712,0.26,14.12]
["February",25,"11AM to 12PM",11,"February 25, 2019 11:00","2019-02-25T11:00:00",78.1,56.1,37.9,{"v":35,"d":"35.0"},24.23,0.0707,0.23,14.22]
["February",25,"12PM to 1PM",12,"February 25, 2019 12:00","2019-02-25T12:00:00",82.9,58.6,39.9,37.9,25.85,{"v":0.07,"d":"0.0700"},0.25,14.36]
["February",25,"1PM to 2PM",13,"February 25, 2019 13:00","2019-02-25T13:00:00",87.1,59.8,{"v":39,"d":"39.0"},36.6,26.65,0.0695,0.24,14.46]
["February",25,"2PM to 3PM",14,"February 25, 2019 14:00","2019-02-25T14:00:00",89.1,60.5,{"v":39,"d":"39.0"},36.6,27.13,0.0693,0.24,14.51]
["February",25,"3PM to 4PM",15,"February 25, 2019 15:00","2019-02-25T15:00:00",89.1,59.9,{"v":37,"d":"37.0"},33.8,{"v":26.7,"d":"26.70"},0.0693,0.22,14.51]
["February",25,"4PM to 5PM",16,"February 25, 2019 16:00","2019-02-25T16:00:00",89.1,59.6,{"v":36,"d":"36.0"},32.4,26.47,0.0693,0.21,{"v":14.5,"d":"14.50"}]
["February",25,"5PM to 6PM",17,"February 25, 2019 17:00","2019-02-25T17:00:00",87.1,59.5,37.9,{"v":35,"d":"35.0"},26.41,0.0695,0.23,14.46]
["February",25,"6PM to 7PM",18,"February 25, 2019 18:00","2019-02-25T18:00:00",{"v":82,"d":"82.0"},57.6,37.9,{"v":35,"d":"35.0"},25.19,0.0702,0.23,14.32]
["February",25,"7PM to 8PM",19,"February 25, 2019 19:00","2019-02-25T19:00:00",78.1,57.2,{"v":41,"d":"41.0"},39.5,24.93,0.0707,0.26,14.23]
["February",25,"8PM to 9PM",20,"February 25, 2019 20:00","2019-02-25T20:00:00",{"v":75,"d":"75.0"},56.8,{"v":43,"d":"43.0"},42.7,24.68,{"v":0.071,"d":"0.0710"},0.28,14.16]
["February",25,"9PM to 10PM",21,"February 25, 2019 21:00","2019-02-25T21:00:00",{"v":73,"d":"73.0"},56.5,44.1,44.5,24.49,0.0713,0.29,14.12]
["February",25,"10PM to 11PM",22,"February 25, 2019 22:00","2019-02-25T22:00:00",{"v":70,"d":"70.0"},55.7,{"v":45,"d":"45.0"},46.1,23.99,0.0717,{"v":0.3,"d":"0.30"},14.04]
["February",25,"11PM to 12AM",23,"February 25, 2019 23:00","2019-02-25T23:00:00",69.1,55.3,{"v":45,"d":"45.0"},46.1,23.77,0.0718,{"v":0.3,"d":"0.30"},14.02]
["February",26,"12AM to 1AM",0,"February 26, 2019 0:00","2019-02-26",{"v":68,"d":"68.0"},54.9,{"v":45,"d":"45.0"},46.1,23.51,{"v":0.072,"d":"0.0720"},{"v":0.3,"d":"0.30"},13.99]
["February",26,"1AM to 2AM",1,{"$f":"A1353&\" \"&B1353&\", \"&$D$5&\" \"&D1353&\":00\"","v":"February 26, 2019 1:00"},{"$f":"DATEVALUE(E1353)+TIMEVALUE(E1353)","v":"2019-02-26T01:00:00"},64.9,54.2,{"v":46,"d":"46.0"},{"v":48,"d":"48.0"},23.07,0.0724,0.31,13.91]
["February",26,"2AM to 3AM",{"$f":"IF(D1353+1>23,0,D1353+1)","v":2},"February 26, 2019 2:00","2019-02-26T02:00:00",{"v":63,"d":"63.0"},53.8,46.9,49.7,22.85,0.0726,0.32,13.87]
["February",26,"3AM to 4AM",3,"February 26, 2019 3:00","2019-02-26T03:00:00",62.1,53.4,46.9,49.7,22.63,0.0728,0.32,13.84]
["February",26,"4AM to 5AM",4,"February 26, 2019 4:00","2019-02-26T04:00:00",{"v":61,"d":"61.0"},52.6,{"v":46,"d":"46.0"},{"v":48,"d":"48.0"},22.11,0.0729,0.31,13.81]
["February",26,"5AM to 6AM",5,"February 26, 2019 5:00","2019-02-26T05:00:00",{"v":61,"d":"61.0"},51.7,44.1,44.5,21.56,0.0729,0.29,{"v":13.8,"d":"13.80"}]
["February",26,"6AM to 7AM",6,"February 26, 2019 6:00","2019-02-26T06:00:00",60.1,51.3,44.1,44.5,21.34,0.0731,0.29,13.77]
["February",26,"7AM to 8AM",7,"February 26, 2019 7:00","2019-02-26T07:00:00",60.1,51.7,{"v":45,"d":"45.0"},46.1,21.59,0.0731,{"v":0.3,"d":"0.30"},13.78]
["February",26,"8AM to 9AM",8,"February 26, 2019 8:00","2019-02-26T08:00:00",{"v":66,"d":"66.0"},54.1,{"v":45,"d":"45.0"},46.1,23.03,0.0722,{"v":0.3,"d":"0.30"},13.94]
["February",26,"9AM to 10AM",9,"February 26, 2019 9:00","2019-02-26T09:00:00",{"v":72,"d":"72.0"},56.1,44.1,44.5,24.23,0.0714,0.29,14.09]
["February",26,"10AM to 11AM",10,"February 26, 2019 10:00","2019-02-26T10:00:00",78.1,57.9,{"v":43,"d":"43.0"},42.7,25.43,0.0706,0.28,14.24]
["February",26,"11AM to 12PM",11,"February 26, 2019 11:00","2019-02-26T11:00:00",{"v":82,"d":"82.0"},59.4,{"v":43,"d":"43.0"},42.7,26.39,0.0701,0.28,14.35]
["February",26,"12PM to 1PM",12,"February 26, 2019 12:00","2019-02-26T12:00:00",84.9,59.7,{"v":41,"d":"41.0"},39.5,26.59,0.0698,0.26,14.41]
["February",26,"1PM to 2PM",13,"February 26, 2019 13:00","2019-02-26T13:00:00",{"v":88,"d":"88.0"},60.4,39.9,37.9,27.07,0.0694,0.25,14.49]
["February",26,"2PM to 3PM",14,"February 26, 2019 14:00","2019-02-26T14:00:00",89.1,60.8,39.9,37.9,27.34,0.0692,0.25,14.52]
["February",26,"3PM to 4PM",15,"February 26, 2019 15:00","2019-02-26T15:00:00",{"v":90,"d":"90.0"},61.1,39.9,37.9,27.55,0.0691,0.25,14.54]
["February",26,"4PM to 5PM",16,"February 26, 2019 16:00","2019-02-26T16:00:00",{"v":90,"d":"90.0"},60.5,37.9,{"v":35,"d":"35.0"},27.11,0.0692,0.23,14.53]
["February",26,"5PM to 6PM",17,"February 26, 2019 17:00","2019-02-26T17:00:00",87.1,60.1,39.9,37.9,26.86,0.0695,0.25,14.47]
["February",26,"6PM to 7PM",18,"February 26, 2019 18:00","2019-02-26T18:00:00",{"v":82,"d":"82.0"},59.4,{"v":43,"d":"43.0"},42.7,26.39,0.0701,0.28,14.35]
["February",26,"7PM to 8PM",19,"February 26, 2019 19:00","2019-02-26T19:00:00",{"v":79,"d":"79.0"},58.3,{"v":43,"d":"43.0"},42.7,25.65,0.0705,0.28,14.27]
["February",26,"8PM to 9PM",20,"February 26, 2019 20:00","2019-02-26T20:00:00",75.9,57.9,{"v":45,"d":"45.0"},46.1,25.43,0.0709,{"v":0.3,"d":"0.30"},{"v":14.2,"d":"14.20"}]
["February",26,"9PM to 10PM",21,"February 26, 2019 21:00","2019-02-26T21:00:00",{"v":73,"d":"73.0"},57.3,{"v":46,"d":"46.0"},{"v":48,"d":"48.0"},25.04,0.0713,0.31,14.13]
["February",26,"10PM to 11PM",22,"February 26, 2019 22:00","2019-02-26T22:00:00",71.1,{"v":57,"d":"57.0"},46.9,49.7,24.82,0.0715,0.32,14.08]
["February",26,"11PM to 12AM",23,"February 26, 2019 23:00","2019-02-26T23:00:00",{"v":70,"d":"70.0"},56.1,{"v":46,"d":"46.0"},{"v":48,"d":"48.0"},24.29,0.0717,0.31,14.05]
["February",27,"12AM to 1AM",0,"February 27, 2019 0:00","2019-02-27",66.9,55.4,46.9,49.7,23.81,0.0721,0.32,13.97]
["February",27,"1AM to 2AM",1,"February 27, 2019 1:00","2019-02-27T01:00:00",{"v":66,"d":"66.0"},{"v":55,"d":"55.0"},46.9,49.7,23.59,0.0722,0.32,13.95]
["February",27,"2AM to 3AM",2,"February 27, 2019 2:00","2019-02-27T02:00:00",64.9,54.6,46.9,49.7,23.33,0.0724,0.32,13.92]
["February",27,"3AM to 4AM",3,"February 27, 2019 3:00","2019-02-27T03:00:00",{"v":63,"d":"63.0"},53.8,46.9,49.7,22.85,0.0726,0.32,13.87]
["February",27,"4AM to 5AM",4,"February 27, 2019 4:00","2019-02-27T04:00:00",{"v":63,"d":"63.0"},53.4,{"v":46,"d":"46.0"},{"v":48,"d":"48.0"},22.59,0.0726,0.31,13.86]
["February",27,"5AM to 6AM",5,"February 27, 2019 5:00","2019-02-27T05:00:00",62.1,52.5,{"v":45,"d":"45.0"},46.1,22.07,0.0728,{"v":0.3,"d":"0.30"},13.83]
["February",27,"6AM to 7AM",6,"February 27, 2019 6:00","2019-02-27T06:00:00",62.1,52.1,44.1,44.5,21.82,0.0728,0.29,13.83]
["February",27,"7AM to 8AM",7,"February 27, 2019 7:00","2019-02-27T07:00:00",{"v":63,"d":"63.0"},52.9,{"v":45,"d":"45.0"},46.1,22.29,0.0727,{"v":0.3,"d":"0.30"},13.85]
["February",27,"8AM to 9AM",8,"February 27, 2019 8:00","2019-02-27T08:00:00",66.9,54.1,44.1,44.5,{"v":23,"d":"23.00"},0.0721,0.29,13.95]
["February",27,"9AM to 10AM",9,"February 27, 2019 9:00","2019-02-27T09:00:00",{"v":73,"d":"73.0"},56.5,44.1,44.5,24.49,0.0713,0.29,14.12]
["February",27,"10AM to 11AM",10,"February 27, 2019 10:00","2019-02-27T10:00:00",{"v":77,"d":"77.0"},57.5,{"v":43,"d":"43.0"},42.7,25.16,0.0708,0.28,14.22]
["February",27,"11AM to 12PM",11,"February 27, 2019 11:00","2019-02-27T11:00:00",{"v":82,"d":"82.0"},{"v":59,"d":"59.0"},42.1,41.2,26.16,0.0701,0.27,14.34]
["February",27,"12PM to 1PM",12,"February 27, 2019 12:00","2019-02-27T12:00:00",{"v":84,"d":"84.0"},59.8,42.1,41.2,26.64,0.0699,0.27,{"v":14.4,"d":"14.40"}]
["February",27,"1PM to 2PM",13,"February 27, 2019 13:00","2019-02-27T13:00:00",87.1,60.5,{"v":41,"d":"41.0"},39.5,27.11,0.0695,0.26,14.47]
["February",27,"2PM to 3PM",14,"February 27, 2019 14:00","2019-02-27T14:00:00",89.1,60.2,37.9,{"v":35,"d":"35.0"},26.89,0.0693,0.23,14.51]
["February",27,"3PM to 4PM",15,"February 27, 2019 15:00","2019-02-27T15:00:00",{"v":91,"d":"91.0"},60.6,{"v":37,"d":"37.0"},33.8,27.17,{"v":0.069,"d":"0.0690"},0.22,14.56]
["February",27,"4PM to 5PM",16,"February 27, 2019 16:00","2019-02-27T16:00:00",{"v":91,"d":"91.0"},60.6,{"v":37,"d":"37.0"},33.8,27.17,{"v":0.069,"d":"0.0690"},0.22,14.56]
["February",27,"5PM to 6PM",17,"February 27, 2019 17:00","2019-02-27T17:00:00",{"v":88,"d":"88.0"},58.9,35.1,31.2,26.03,0.0694,{"v":0.2,"d":"0.20"},14.47]
["February",27,"6PM to 7PM",18,"February 27, 2019 18:00","2019-02-27T18:00:00",82.9,{"v":59,"d":"59.0"},{"v":41,"d":"41.0"},39.5,26.11,{"v":0.07,"d":"0.0700"},0.26,14.36]
["February",27,"7PM to 8PM",19,"February 27, 2019 19:00","2019-02-27T19:00:00",80.1,59.1,44.1,44.5,26.19,0.0704,0.29,{"v":14.3,"d":"14.30"}]
["February",27,"8PM to 9PM",20,"February 27, 2019 20:00","2019-02-27T20:00:00",{"v":77,"d":"77.0"},58.3,{"v":45,"d":"45.0"},46.1,{"v":25.7,"d":"25.70"},0.0708,{"v":0.3,"d":"0.30"},14.23]
["February",27,"9PM to 10PM",21,"February 27, 2019 21:00","2019-02-27T21:00:00",73.9,56.8,44.1,44.5,24.71,0.0712,0.29,14.14]
["February",27,"10PM to 11PM",22,"February 27, 2019 22:00","2019-02-27T22:00:00",{"v":73,"d":"73.0"},56.5,44.1,44.5,24.49,0.0713,0.29,14.12]
["February",27,"11PM to 12AM",23,"February 27, 2019 23:00","2019-02-27T23:00:00",71.1,55.7,44.1,44.5,24.01,0.0716,0.29,14.06]
["February",28,"12AM to 1AM",0,"February 28, 2019 0:00","2019-02-28",{"v":68,"d":"68.0"},54.5,44.1,44.5,23.26,{"v":0.072,"d":"0.0720"},0.29,13.98]
["February",28,"1AM to 2AM",1,"February 28, 2019 1:00","2019-02-28T01:00:00",{"v":66,"d":"66.0"},54.1,{"v":45,"d":"45.0"},46.1,23.03,0.0722,{"v":0.3,"d":"0.30"},13.94]
["February",28,"2AM to 3AM",2,"February 28, 2019 2:00","2019-02-28T02:00:00",64.9,52.4,42.1,41.2,22.01,0.0724,0.27,13.89]
["February",28,"3AM to 4AM",3,"February 28, 2019 3:00","2019-02-28T03:00:00",{"v":63,"d":"63.0"},50.7,39.9,37.9,21.01,0.0727,0.25,13.83]
["February",28,"4AM to 5AM",4,"February 28, 2019 4:00","2019-02-28T04:00:00",{"v":63,"d":"63.0"},48.9,35.1,31.2,19.98,0.0727,{"v":0.2,"d":"0.20"},13.81]
["February",28,"5AM to 6AM",5,"February 28, 2019 5:00","2019-02-28T05:00:00",62.1,47.1,30.9,26.3,18.99,0.0729,0.17,13.77]
["February",28,"6AM to 7AM",6,"February 28, 2019 6:00","2019-02-28T06:00:00",62.1,46.8,{"v":30,"d":"30.0"},25.2,18.82,0.0729,0.16,13.76]
["February",28,"7AM to 8AM",7,"February 28, 2019 7:00","2019-02-28T07:00:00",{"v":70,"d":"70.0"},48.8,{"v":25,"d":"25.0"},19.9,{"v":19.9,"d":"19.90"},0.0719,0.13,13.96]
["February",28,"8AM to 9AM",8,"February 28, 2019 8:00","2019-02-28T08:00:00",{"v":72,"d":"72.0"},{"v":50,"d":"50.0"},26.1,20.9,20.55,0.0716,0.14,14.01]
["February",28,"9AM to 10AM",9,"February 28, 2019 9:00","2019-02-28T09:00:00",75.9,51.9,{"v":27,"d":"27.0"},21.9,21.64,{"v":0.071,"d":"0.0710"},0.14,14.12]
["February",28,"10AM to 11AM",10,"February 28, 2019 10:00","2019-02-28T10:00:00",{"v":81,"d":"81.0"},54.3,{"v":28,"d":"28.0"},{"v":23,"d":"23.0"},23.04,0.0704,0.15,14.26]
["February",28,"11AM to 12PM",11,"February 28, 2019 11:00","2019-02-28T11:00:00",82.9,55.9,30.9,26.3,24.03,0.0701,0.17,14.32]
["February",28,"12PM to 1PM",12,"February 28, 2019 12:00","2019-02-28T12:00:00",{"v":84,"d":"84.0"},56.9,33.1,28.9,{"v":24.7,"d":"24.70"},0.0699,0.19,14.36]
["February",28,"1PM to 2PM",13,"February 28, 2019 13:00","2019-02-28T13:00:00",87.1,57.7,{"v":32,"d":"32.0"},27.6,25.24,0.0696,0.18,14.43]
["February",28,"2PM to 3PM",14,"February 28, 2019 14:00","2019-02-28T14:00:00",{"v":88,"d":"88.0"},58.1,{"v":32,"d":"32.0"},27.6,25.46,0.0694,0.18,14.46]
["February",28,"3PM to 4PM",15,"February 28, 2019 15:00","2019-02-28T15:00:00",89.1,58.5,{"v":32,"d":"32.0"},27.6,25.72,0.0693,0.18,14.49]
["February",28,"4PM to 5PM",16,"February 28, 2019 16:00","2019-02-28T16:00:00",{"v":88,"d":"88.0"},58.6,{"v":34,"d":"34.0"},29.9,25.82,0.0694,{"v":0.2,"d":"0.20"},14.46]
["February",28,"5PM to 6PM",17,{"$f":"A1417&\" \"&B1417&\", \"&$D$5&\" \"&D1417&\":00\"","v":"February 28, 2019 17:00"},{"$f":"DATEVALUE(E1417)+TIMEVALUE(E1417)","v":"2019-02-28T17:00:00"},{"v":86,"d":"86.0"},57.9,{"v":34,"d":"34.0"},29.9,25.34,0.0697,{"v":0.2,"d":"0.20"},14.41]
["February",28,"6PM to 7PM",{"$f":"IF(D1417+1>23,0,D1417+1)","v":18},"February 28, 2019 18:00","2019-02-28T18:00:00",82.9,56.5,33.1,28.9,24.44,0.0701,0.19,14.33]
["February",28,"7PM to 8PM",19,"February 28, 2019 19:00","2019-02-28T19:00:00",78.1,55.2,35.1,31.2,23.63,0.0707,{"v":0.2,"d":"0.20"},14.21]
["February",28,"8PM to 9PM",20,"February 28, 2019 20:00","2019-02-28T20:00:00",{"v":77,"d":"77.0"},54.4,{"v":34,"d":"34.0"},29.9,23.17,0.0709,{"v":0.2,"d":"0.20"},14.17]
["February",28,"9PM to 10PM",21,"February 28, 2019 21:00","2019-02-28T21:00:00",73.8,{"v":53,"d":"53.0"},33.4,29.3,22.28,0.0713,0.19,14.09]
["February",28,"10PM to 11PM",22,"February 28, 2019 22:00","2019-02-28T22:00:00",70.3,51.4,32.9,28.6,21.36,0.0718,0.19,13.99]
["February",28,"11PM to 12AM",23,"February 28, 2019 23:00","2019-02-28T23:00:00",67.1,49.8,32.4,{"v":28,"d":"28.0"},20.48,0.0722,0.18,13.91]
["March",1,"12AM to 1AM",0,"March 1, 2019 0:00","2019-03-01",63.9,48.2,31.8,27.4,19.59,0.0726,0.18,13.82]
["March",1,"1AM to 2AM",1,"March 1, 2019 1:00","2019-03-01T01:00:00",60.6,46.6,31.3,26.7,18.71,0.0731,0.17,13.73]
["March",1,"2AM to 3AM",2,"March 1, 2019 2:00","2019-03-01T02:00:00",57.2,44.8,30.7,26.1,17.78,0.0736,0.17,13.64]
["March",1,"3AM to 4AM",3,"March 1, 2019 3:00","2019-03-01T03:00:00",{"v":54,"d":"54.0"},42.9,{"v":30,"d":"30.0"},25.2,16.86,0.0741,0.16,13.55]
["March",1,"4AM to 5AM",4,"March 1, 2019 4:00","2019-03-01T04:00:00",{"v":55,"d":"55.0"},42.4,{"v":27,"d":"27.0"},21.9,{"v":16.6,"d":"16.60"},0.0739,0.14,13.57]
["March",1,"5AM to 6AM",5,"March 1, 2019 5:00","2019-03-01T05:00:00",{"v":55,"d":"55.0"},42.1,26.1,20.9,16.46,0.0739,0.14,13.57]
["March",1,"6AM to 7AM",6,"March 1, 2019 6:00","2019-03-01T06:00:00",{"v":54,"d":"54.0"},41.3,{"v":25,"d":"25.0"},19.9,16.04,0.0741,0.13,13.53]
["March",1,"7AM to 8AM",7,"March 1, 2019 7:00","2019-03-01T07:00:00",{"v":55,"d":"55.0"},42.1,26.1,20.9,16.46,0.0739,0.14,13.57]
["March",1,"8AM to 9AM",8,"March 1, 2019 8:00","2019-03-01T08:00:00",55.9,43.9,{"v":30,"d":"30.0"},25.2,17.34,0.0738,0.16,{"v":13.6,"d":"13.60"}]
["March",1,"9AM to 10AM",9,"March 1, 2019 9:00","2019-03-01T09:00:00",57.9,45.6,{"v":32,"d":"32.0"},27.6,18.19,0.0735,0.18,13.66]
["March",1,"10AM to 11AM",10,"March 1, 2019 10:00","2019-03-01T10:00:00",62.1,46.1,{"v":28,"d":"28.0"},{"v":23,"d":"23.0"},18.47,0.0729,0.15,13.76]
["March",1,"11AM to 12PM",11,"March 1, 2019 11:00","2019-03-01T11:00:00",{"v":64,"d":"64.0"},46.7,{"v":27,"d":"27.0"},21.9,18.77,0.0727,0.14,13.81]
["March",1,"12PM to 1PM",12,"March 1, 2019 12:00","2019-03-01T12:00:00",64.9,48.4,30.9,26.3,19.68,0.0725,0.17,13.84]
["March",1,"1PM to 2PM",13,"March 1, 2019 13:00","2019-03-01T13:00:00",66.9,50.9,{"v":36,"d":"36.0"},32.4,21.11,0.0722,0.21,13.92]
["March",1,"2PM to 3PM",14,"March 1, 2019 14:00","2019-03-01T14:00:00",66.9,50.6,35.1,31.2,20.93,0.0722,{"v":0.2,"d":"0.20"},13.91]
["March",1,"3PM to 4PM",15,"March 1, 2019 15:00","2019-03-01T15:00:00",{"v":68,"d":"68.0"},49.1,28.9,{"v":24,"d":"24.0"},20.06,0.0721,0.16,13.92]
["March",1,"4PM to 5PM",16,"March 1, 2019 16:00","2019-03-01T16:00:00",{"v":68,"d":"68.0"},49.4,{"v":30,"d":"30.0"},25.2,20.25,0.0721,0.16,13.92]
["March",1,"5PM to 6PM",17,"March 1, 2019 17:00","2019-03-01T17:00:00",66.9,{"v":48,"d":"48.0"},{"v":27,"d":"27.0"},21.9,19.47,0.0723,0.14,13.88]
["March",1,"6PM to 7PM",18,"March 1, 2019 18:00","2019-03-01T18:00:00",64.9,47.7,28.9,{"v":24,"d":"24.0"},19.32,0.0725,0.16,13.84]
["March",1,"7PM to 8PM",19,"March 1, 2019 19:00","2019-03-01T19:00:00",{"v":64,"d":"64.0"},48.4,{"v":32,"d":"32.0"},27.6,19.67,0.0726,0.18,13.82]
["March",1,"8PM to 9PM",20,"March 1, 2019 20:00","2019-03-01T20:00:00",62.1,47.5,{"v":32,"d":"32.0"},27.6,19.19,0.0729,0.18,13.77]
["March",1,"9PM to 10PM",21,"March 1, 2019 21:00","2019-03-01T21:00:00",{"v":59,"d":"59.0"},46.1,{"v":32,"d":"32.0"},27.6,18.45,0.0733,0.18,13.69]
["March",1,"10PM to 11PM",22,"March 1, 2019 22:00","2019-03-01T22:00:00",{"v":57,"d":"57.0"},45.5,33.1,28.9,18.17,0.0736,0.19,13.64]
["March",1,"11PM to 12AM",23,"March 1, 2019 23:00","2019-03-01T23:00:00",55.9,45.3,{"v":34,"d":"34.0"},29.9,18.07,0.0737,{"v":0.2,"d":"0.20"},13.62]
["March",2,"12AM to 1AM",0,"March 2, 2019 0:00","2019-03-02",53.1,{"v":44,"d":"44.0"},{"v":34,"d":"34.0"},29.9,17.37,0.0742,{"v":0.2,"d":"0.20"},13.54]
["March",2,"1AM to 2AM",1,"March 2, 2019 1:00","2019-03-02T01:00:00",{"v":52,"d":"52.0"},43.8,35.1,31.2,17.32,0.0743,{"v":0.2,"d":"0.20"},13.52]
["March",2,"2AM to 3AM",2,"March 2, 2019 2:00","2019-03-02T02:00:00",{"v":52,"d":"52.0"},43.4,{"v":34,"d":"34.0"},29.9,17.11,0.0743,{"v":0.2,"d":"0.20"},13.51]
["March",2,"3AM to 4AM",3,"March 2, 2019 3:00","2019-03-02T03:00:00",{"v":50,"d":"50.0"},42.5,{"v":34,"d":"34.0"},29.9,16.63,0.0746,{"v":0.2,"d":"0.20"},13.46]
["March",2,"4AM to 5AM",4,"March 2, 2019 4:00","2019-03-02T04:00:00",48.9,41.9,{"v":34,"d":"34.0"},29.9,16.37,0.0748,{"v":0.2,"d":"0.20"},13.43]
["March",2,"5AM to 6AM",5,"March 2, 2019 5:00","2019-03-02T05:00:00",48.9,42.7,{"v":36,"d":"36.0"},32.4,16.76,0.0747,0.21,13.44]
["March",2,"6AM to 7AM",6,"March 2, 2019 6:00","2019-03-02T06:00:00",48.9,41.2,{"v":32,"d":"32.0"},27.6,16.02,0.0748,0.18,13.43]
["March",2,"7AM to 8AM",7,"March 2, 2019 7:00","2019-03-02T07:00:00",51.1,42.7,33.1,28.9,16.73,0.0745,0.19,13.49]
["March",2,"8AM to 9AM",8,"March 2, 2019 8:00","2019-03-02T08:00:00",{"v":57,"d":"57.0"},46.2,35.1,31.2,18.54,0.0736,{"v":0.2,"d":"0.20"},13.65]
["March",2,"9AM to 10AM",9,"March 2, 2019 9:00","2019-03-02T09:00:00",60.1,46.9,33.1,28.9,18.91,0.0732,0.19,13.72]
["March",2,"10AM to 11AM",10,"March 2, 2019 10:00","2019-03-02T10:00:00",{"v":63,"d":"63.0"},48.2,33.1,28.9,{"v":19.6,"d":"19.60"},0.0728,0.19,{"v":13.8,"d":"13.80"}]
["March",2,"11AM to 12PM",11,"March 2, 2019 11:00","2019-03-02T11:00:00",{"v":66,"d":"66.0"},49.9,{"v":34,"d":"34.0"},29.9,20.51,0.0723,{"v":0.2,"d":"0.20"},13.88]
["March",2,"12PM to 1PM",12,"March 2, 2019 12:00","2019-03-02T12:00:00",66.9,{"v":50,"d":"50.0"},33.1,28.9,20.56,0.0722,0.19,{"v":13.9,"d":"13.90"}]
["March",2,"1PM to 2PM",13,"March 2, 2019 13:00","2019-03-02T13:00:00",{"v":68,"d":"68.0"},49.7,30.9,26.3,20.42,0.0721,0.17,13.93]
["March",2,"2PM to 3PM",14,"March 2, 2019 14:00","2019-03-02T14:00:00",{"v":70,"d":"70.0"},50.6,30.9,26.3,{"v":20.9,"d":"20.90"},0.0718,0.17,13.98]
["March",2,"3PM to 4PM",15,"March 2, 2019 15:00","2019-03-02T15:00:00",{"v":70,"d":"70.0"},50.3,{"v":30,"d":"30.0"},25.2,20.73,0.0718,0.16,13.97]
["March",2,"4PM to 5PM",16,"March 2, 2019 16:00","2019-03-02T16:00:00",71.1,50.8,{"v":30,"d":"30.0"},25.2,20.99,0.0717,0.16,{"v":14,"d":"14.00"}]
["March",2,"5PM to 6PM",17,"March 2, 2019 17:00","2019-03-02T17:00:00",{"v":70,"d":"70.0"},50.6,30.9,26.3,{"v":20.9,"d":"20.90"},0.0718,0.17,13.98]
["March",2,"6PM to 7PM",18,"March 2, 2019 18:00","2019-03-02T18:00:00",{"v":68,"d":"68.0"},49.7,30.9,26.3,20.42,0.0721,0.17,13.93]
["March",2,"7PM to 8PM",19,"March 2, 2019 19:00","2019-03-02T19:00:00",64.9,48.8,{"v":32,"d":"32.0"},27.6,19.89,0.0725,0.18,13.85]
["March",2,"8PM to 9PM",20,"March 2, 2019 20:00","2019-03-02T20:00:00",{"v":64,"d":"64.0"},48.4,{"v":32,"d":"32.0"},27.6,19.67,0.0726,0.18,13.82]
["March",2,"9PM to 10PM",21,"March 2, 2019 21:00","2019-03-02T21:00:00",60.1,46.2,30.9,26.3,18.51,0.0732,0.17,13.72]
["March",2,"10PM to 11PM",22,"March 2, 2019 22:00","2019-03-02T22:00:00",{"v":59,"d":"59.0"},46.4,33.1,28.9,18.65,0.0733,0.19,{"v":13.7,"d":"13.70"}]
["March",2,"11PM to 12AM",23,"March 2, 2019 23:00","2019-03-02T23:00:00",{"v":57,"d":"57.0"},44.7,30.9,26.3,17.77,0.0736,0.17,13.64]
["March",3,"12AM to 1AM",0,"March 3, 2019 0:00","2019-03-03",55.9,{"v":45,"d":"45.0"},33.1,28.9,17.91,0.0738,0.19,13.61]
["March",3,"1AM to 2AM",1,"March 3, 2019 1:00","2019-03-03T01:00:00",{"v":52,"d":"52.0"},43.1,33.1,28.9,16.95,0.0743,0.19,13.51]
["March",3,"2AM to 3AM",2,"March 3, 2019 2:00","2019-03-03T02:00:00",51.1,42.7,33.1,28.9,16.73,0.0745,0.19,13.49]
["March",3,"3AM to 4AM",3,"March 3, 2019 3:00","2019-03-03T03:00:00",{"v":50,"d":"50.0"},42.1,33.1,28.9,16.47,0.0746,0.19,13.46]
["March",3,"4AM to 5AM",4,"March 3, 2019 4:00","2019-03-03T04:00:00",{"v":50,"d":"50.0"},41.3,30.9,26.3,16.07,0.0746,0.17,13.45]
["March",3,"5AM to 6AM",5,"March 3, 2019 5:00","2019-03-03T05:00:00",{"v":54,"d":"54.0"},43.3,30.9,26.3,17.03,0.0741,0.17,13.55]
["March",3,"6AM to 7AM",6,"March 3, 2019 6:00","2019-03-03T06:00:00",{"v":50,"d":"50.0"},{"v":41,"d":"41.0"},{"v":30,"d":"30.0"},25.2,{"v":15.9,"d":"15.90"},0.0746,0.16,13.45]
["March",3,"7AM to 8AM",7,"March 3, 2019 7:00","2019-03-03T07:00:00",53.1,42.5,{"v":30,"d":"30.0"},25.2,16.64,0.0742,0.16,13.53]
["March",3,"8AM to 9AM",8,"March 3, 2019 8:00","2019-03-03T08:00:00",{"v":59,"d":"59.0"},46.1,{"v":32,"d":"32.0"},27.6,18.45,0.0733,0.18,13.69]
["March",3,"9AM to 10AM",9,{"$f":"A1481&\" \"&B1481&\", \"&$D$5&\" \"&D1481&\":00\"","v":"March 3, 2019 9:00"},{"$f":"DATEVALUE(E1481)+TIMEVALUE(E1481)","v":"2019-03-03T09:00:00"},{"v":63,"d":"63.0"},47.5,30.9,26.3,{"v":19.2,"d":"19.20"},0.0728,0.17,13.79]
["March",3,"10AM to 11AM",{"$f":"IF(D1481+1>23,0,D1481+1)","v":10},"March 3, 2019 10:00","2019-03-03T10:00:00",{"v":68,"d":"68.0"},49.4,{"v":30,"d":"30.0"},25.2,20.25,0.0721,0.16,13.92]
["March",3,"11AM to 12PM",11,"March 3, 2019 11:00","2019-03-03T11:00:00",{"v":72,"d":"72.0"},51.1,{"v":30,"d":"30.0"},25.2,21.21,0.0716,0.16,14.03]
["March",3,"12PM to 1PM",12,"March 3, 2019 12:00","2019-03-03T12:00:00",73.9,{"v":52,"d":"52.0"},{"v":30,"d":"30.0"},25.2,21.69,0.0713,0.16,14.08]
["March",3,"1PM to 2PM",13,"March 3, 2019 13:00","2019-03-03T13:00:00",{"v":77,"d":"77.0"},53.5,30.9,26.3,{"v":22.6,"d":"22.60"},0.0709,0.17,14.16]
["March",3,"2PM to 3PM",14,"March 3, 2019 14:00","2019-03-03T14:00:00",78.1,53.3,28.9,{"v":24,"d":"24.0"},{"v":22.5,"d":"22.50"},0.0707,0.16,14.18]
["March",3,"3PM to 4PM",15,"March 3, 2019 15:00","2019-03-03T15:00:00",{"v":79,"d":"79.0"},{"v":54,"d":"54.0"},{"v":30,"d":"30.0"},25.2,22.91,0.0706,0.16,14.21]
["March",3,"4PM to 5PM",16,"March 3, 2019 16:00","2019-03-03T16:00:00",{"v":79,"d":"79.0"},{"v":54,"d":"54.0"},{"v":30,"d":"30.0"},25.2,22.91,0.0706,0.16,14.21]
["March",3,"5PM to 6PM",17,"March 3, 2019 17:00","2019-03-03T17:00:00",{"v":79,"d":"79.0"},54.3,30.9,26.3,23.07,0.0706,0.17,14.21]
["March",3,"6PM to 7PM",18,"March 3, 2019 18:00","2019-03-03T18:00:00",{"v":75,"d":"75.0"},52.4,{"v":30,"d":"30.0"},25.2,21.95,0.0711,0.16,14.11]
["March",3,"7PM to 8PM",19,"March 3, 2019 19:00","2019-03-03T19:00:00",{"v":72,"d":"72.0"},51.1,{"v":30,"d":"30.0"},25.2,21.21,0.0716,0.16,14.03]
["March",3,"8PM to 9PM",20,"March 3, 2019 20:00","2019-03-03T20:00:00",{"v":70,"d":"70.0"},50.3,{"v":30,"d":"30.0"},25.2,20.73,0.0718,0.16,13.97]
["March",3,"9PM to 10PM",21,"March 3, 2019 21:00","2019-03-03T21:00:00",69.1,50.2,30.9,26.3,20.68,0.0719,0.17,13.95]
["March",3,"10PM to 11PM",22,"March 3, 2019 22:00","2019-03-03T22:00:00",{"v":66,"d":"66.0"},49.2,{"v":32,"d":"32.0"},27.6,20.15,0.0723,0.18,13.88]
["March",3,"11PM to 12AM",23,"March 3, 2019 23:00","2019-03-03T23:00:00",62.1,47.5,{"v":32,"d":"32.0"},27.6,19.19,0.0729,0.18,13.77]
["March",4,"12AM to 1AM",0,"March 4, 2019 0:00","2019-03-04",{"v":61,"d":"61.0"},47.3,33.1,28.9,19.12,{"v":0.073,"d":"0.0730"},0.19,13.75]
["March",4,"1AM to 2AM",1,"March 4, 2019 1:00","2019-03-04T01:00:00",{"v":59,"d":"59.0"},46.4,33.1,28.9,18.65,0.0733,0.19,{"v":13.7,"d":"13.70"}]
["March",4,"2AM to 3AM",2,"March 4, 2019 2:00","2019-03-04T02:00:00",{"v":57,"d":"57.0"},45.8,{"v":34,"d":"34.0"},29.9,18.33,0.0736,{"v":0.2,"d":"0.20"},13.65]
["March",4,"3AM to 4AM",3,"March 4, 2019 3:00","2019-03-04T03:00:00",55.9,45.7,35.1,31.2,18.28,0.0737,{"v":0.2,"d":"0.20"},13.62]
["March",4,"4AM to 5AM",4,"March 4, 2019 4:00","2019-03-04T04:00:00",{"v":54,"d":"54.0"},44.8,35.1,31.2,{"v":17.8,"d":"17.80"},{"v":0.074,"d":"0.0740"},{"v":0.2,"d":"0.20"},13.57]
["March",4,"5AM to 6AM",5,"March 4, 2019 5:00","2019-03-04T05:00:00",53.1,44.4,35.1,31.2,17.58,0.0742,{"v":0.2,"d":"0.20"},13.55]
["March",4,"6AM to 7AM",6,"March 4, 2019 6:00","2019-03-04T06:00:00",{"v":54,"d":"54.0"},44.1,33.1,28.9,17.43,{"v":0.074,"d":"0.0740"},0.19,13.56]
["March",4,"7AM to 8AM",7,"March 4, 2019 7:00","2019-03-04T07:00:00",55.9,44.2,30.9,26.3,17.51,0.0738,0.17,13.61]
["March",4,"8AM to 9AM",8,"March 4, 2019 8:00","2019-03-04T08:00:00",60.1,46.6,{"v":32,"d":"32.0"},27.6,18.72,0.0732,0.18,13.72]
["March",4,"9AM to 10AM",9,"March 4, 2019 9:00","2019-03-04T09:00:00",{"v":64,"d":"64.0"},48.7,33.1,28.9,19.86,0.0726,0.19,13.83]
["March",4,"10AM to 11AM",10,"March 4, 2019 10:00","2019-03-04T10:00:00",{"v":68,"d":"68.0"},50.7,{"v":34,"d":"34.0"},29.9,20.99,0.0721,{"v":0.2,"d":"0.20"},13.94]
["March",4,"11AM to 12PM",11,"March 4, 2019 11:00","2019-03-04T11:00:00",71.1,{"v":52,"d":"52.0"},{"v":34,"d":"34.0"},29.9,21.73,0.0716,{"v":0.2,"d":"0.20"},14.02]
["March",4,"12PM to 1PM",12,"March 4, 2019 12:00","2019-03-04T12:00:00",{"v":72,"d":"72.0"},{"v":53,"d":"53.0"},{"v":36,"d":"36.0"},32.4,22.33,0.0715,0.21,14.05]
["March",4,"1PM to 2PM",13,"March 4, 2019 13:00","2019-03-04T13:00:00",{"v":72,"d":"72.0"},53.4,{"v":37,"d":"37.0"},33.8,22.55,0.0715,0.22,14.05]
["March",4,"2PM to 3PM",14,"March 4, 2019 14:00","2019-03-04T14:00:00",{"v":70,"d":"70.0"},52.9,37.9,{"v":35,"d":"35.0"},22.27,0.0718,0.23,14.01]
["March",4,"3PM to 4PM",15,"March 4, 2019 15:00","2019-03-04T15:00:00",{"v":70,"d":"70.0"},53.3,{"v":39,"d":"39.0"},36.6,22.51,0.0718,0.24,14.01]
["March",4,"4PM to 5PM",16,"March 4, 2019 16:00","2019-03-04T16:00:00",66.9,52.8,{"v":41,"d":"41.0"},39.5,22.22,0.0721,0.26,13.94]
["March",4,"5PM to 6PM",17,"March 4, 2019 17:00","2019-03-04T17:00:00",64.9,{"v":52,"d":"52.0"},{"v":41,"d":"41.0"},39.5,21.74,0.0724,0.26,13.89]
["March",4,"6PM to 7PM",18,"March 4, 2019 18:00","2019-03-04T18:00:00",{"v":64,"d":"64.0"},51.6,{"v":41,"d":"41.0"},39.5,21.53,0.0725,0.26,13.86]
["March",4,"7PM to 8PM",19,"March 4, 2019 19:00","2019-03-04T19:00:00",{"v":63,"d":"63.0"},{"v":52,"d":"52.0"},{"v":43,"d":"43.0"},42.7,21.76,0.0727,0.28,13.84]
["March",4,"8PM to 9PM",20,"March 4, 2019 20:00","2019-03-04T20:00:00",{"v":63,"d":"63.0"},51.6,42.1,41.2,21.53,0.0727,0.27,13.84]
["March",4,"9PM to 10PM",21,"March 4, 2019 21:00","2019-03-04T21:00:00",{"v":63,"d":"63.0"},50.7,39.9,37.9,21.01,0.0727,0.25,13.83]
["March",4,"10PM to 11PM",22,"March 4, 2019 22:00","2019-03-04T22:00:00",57.9,50.8,{"v":45,"d":"45.0"},46.1,21.06,0.0734,{"v":0.3,"d":"0.30"},13.72]
["March",4,"11PM to 12AM",23,"March 4, 2019 23:00","2019-03-04T23:00:00",57.9,51.7,46.9,49.7,21.62,0.0733,0.32,13.73]
["March",5,"12AM to 1AM",0,"March 5, 2019 0:00","2019-03-05",{"v":57,"d":"57.0"},45.8,{"v":34,"d":"34.0"},29.9,18.33,0.0736,{"v":0.2,"d":"0.20"},13.65]
["March",5,"1AM to 2AM",1,"March 5, 2019 1:00","2019-03-05T01:00:00",{"v":55,"d":"55.0"},45.3,35.1,31.2,18.06,0.0739,{"v":0.2,"d":"0.20"},{"v":13.6,"d":"13.60"}]
["March",5,"2AM to 3AM",2,"March 5, 2019 2:00","2019-03-05T02:00:00",53.1,48.7,{"v":45,"d":"45.0"},46.1,19.88,0.0741,{"v":0.3,"d":"0.30"},13.59]
["March",5,"3AM to 4AM",3,"March 5, 2019 3:00","2019-03-05T03:00:00",{"v":52,"d":"52.0"},48.7,{"v":46,"d":"46.0"},{"v":48,"d":"48.0"},19.92,0.0742,0.31,13.57]
["March",5,"4AM to 5AM",4,"March 5, 2019 4:00","2019-03-05T04:00:00",{"v":50,"d":"50.0"},46.8,44.1,44.5,18.89,0.0745,0.29,13.51]
["March",5,"5AM to 6AM",5,"March 5, 2019 5:00","2019-03-05T05:00:00",{"v":50,"d":"50.0"},47.8,{"v":46,"d":"46.0"},{"v":48,"d":"48.0"},19.44,0.0745,0.31,13.52]
["March",5,"6AM to 7AM",6,"March 5, 2019 6:00","2019-03-05T06:00:00",{"v":50,"d":"50.0"},48.3,46.9,49.7,{"v":19.7,"d":"19.70"},0.0745,0.32,13.52]
["March",5,"7AM to 8AM",7,"March 5, 2019 7:00","2019-03-05T07:00:00",51.1,47.8,{"v":45,"d":"45.0"},46.1,{"v":19.4,"d":"19.40"},0.0743,{"v":0.3,"d":"0.30"},13.54]
["March",5,"8AM to 9AM",8,"March 5, 2019 8:00","2019-03-05T08:00:00",{"v":52,"d":"52.0"},48.2,{"v":45,"d":"45.0"},46.1,19.62,0.0742,{"v":0.3,"d":"0.30"},13.56]
["March",5,"9AM to 10AM",9,"March 5, 2019 9:00","2019-03-05T09:00:00",{"v":54,"d":"54.0"},49.1,{"v":45,"d":"45.0"},46.1,{"v":20.1,"d":"20.10"},0.0739,{"v":0.3,"d":"0.30"},13.62]
["March",5,"10AM to 11AM",10,"March 5, 2019 10:00","2019-03-05T10:00:00",{"v":54,"d":"54.0"},50.6,{"v":48,"d":"48.0"},51.8,20.99,0.0739,0.34,13.63]
["March",5,"11AM to 12PM",11,"March 5, 2019 11:00","2019-03-05T11:00:00",{"v":52,"d":"52.0"},48.7,{"v":46,"d":"46.0"},{"v":48,"d":"48.0"},19.92,0.0742,0.31,13.57]
["March",5,"12PM to 1PM",12,"March 5, 2019 12:00","2019-03-05T12:00:00",{"v":55,"d":"55.0"},50.1,{"v":46,"d":"46.0"},{"v":48,"d":"48.0"},20.66,0.0738,0.31,13.65]
["March",5,"1PM to 2PM",13,"March 5, 2019 13:00","2019-03-05T13:00:00",{"v":54,"d":"54.0"},50.1,46.9,49.7,20.66,0.0739,0.32,13.63]
["March",5,"2PM to 3PM",14,"March 5, 2019 14:00","2019-03-05T14:00:00",{"v":55,"d":"55.0"},51.6,48.9,53.6,21.53,0.0737,0.35,13.67]
["March",5,"3PM to 4PM",15,"March 5, 2019 15:00","2019-03-05T15:00:00",{"v":57,"d":"57.0"},51.4,46.9,49.7,21.41,0.0735,0.32,13.71]
["March",5,"4PM to 5PM",16,"March 5, 2019 16:00","2019-03-05T16:00:00",{"v":57,"d":"57.0"},{"v":50,"d":"50.0"},44.1,44.5,{"v":20.6,"d":"20.60"},0.0735,0.29,13.69]
["March",5,"5PM to 6PM",17,"March 5, 2019 17:00","2019-03-05T17:00:00",55.9,50.9,46.9,49.7,21.14,0.0736,0.32,13.68]
["March",5,"6PM to 7PM",18,"March 5, 2019 18:00","2019-03-05T18:00:00",{"v":54,"d":"54.0"},50.6,{"v":48,"d":"48.0"},51.8,20.99,0.0739,0.34,13.63]
["March",5,"7PM to 8PM",19,"March 5, 2019 19:00","2019-03-05T19:00:00",{"v":52,"d":"52.0"},50.8,{"v":50,"d":"50.0"},55.8,21.13,0.0742,0.36,13.59]
["March",5,"8PM to 9PM",20,"March 5, 2019 20:00","2019-03-05T20:00:00",{"v":52,"d":"52.0"},50.8,{"v":50,"d":"50.0"},55.8,21.13,0.0742,0.36,13.59]
["March",5,"9PM to 10PM",21,"March 5, 2019 21:00","2019-03-05T21:00:00",{"v":52,"d":"52.0"},50.8,{"v":50,"d":"50.0"},55.8,21.13,0.0742,0.36,13.59]
["March",5,"10PM to 11PM",22,"March 5, 2019 22:00","2019-03-05T22:00:00",{"v":52,"d":"52.0"},50.8,{"v":50,"d":"50.0"},55.8,21.13,0.0742,0.36,13.59]
["March",5,"11PM to 12AM",23,"March 5, 2019 23:00","2019-03-05T23:00:00",{"v":52,"d":"52.0"},50.8,{"v":50,"d":"50.0"},55.8,21.13,0.0742,0.36,13.59]
["March",6,"12AM to 1AM",0,"March 6, 2019 0:00","2019-03-06",{"v":50,"d":"50.0"},{"v":50,"d":"50.0"},{"v":50,"d":"50.0"},55.8,20.65,0.0744,0.36,13.54]
["March",6,"1AM to 2AM",1,{"$f":"A1545&\" \"&B1545&\", \"&$D$5&\" \"&D1545&\":00\"","v":"March 6, 2019 1:00"},{"$f":"DATEVALUE(E1545)+TIMEVALUE(E1545)","v":"2019-03-06T01:00:00"},{"v":48,"d":"48.0"},47.4,46.9,49.7,19.22,0.0748,0.32,13.47]
["March",6,"2AM to 3AM",{"$f":"IF(D1545+1>23,0,D1545+1)","v":2},"March 6, 2019 2:00","2019-03-06T02:00:00",{"v":48,"d":"48.0"},46.4,{"v":45,"d":"45.0"},46.1,18.66,0.0748,{"v":0.3,"d":"0.30"},13.46]
["March",6,"3AM to 4AM",3,"March 6, 2019 3:00","2019-03-06T03:00:00",46.9,45.9,{"v":45,"d":"45.0"},46.1,18.39,{"v":0.075,"d":"0.0750"},{"v":0.3,"d":"0.30"},13.43]
["March",6,"4AM to 5AM",4,"March 6, 2019 4:00","2019-03-06T04:00:00",{"v":46,"d":"46.0"},45.5,{"v":45,"d":"45.0"},46.1,18.17,0.0751,{"v":0.3,"d":"0.30"},13.41]
["March",6,"5AM to 6AM",5,"March 6, 2019 5:00","2019-03-06T05:00:00",{"v":46,"d":"46.0"},{"v":45,"d":"45.0"},44.1,44.5,17.93,0.0751,0.29,{"v":13.4,"d":"13.40"}]
["March",6,"6AM to 7AM",6,"March 6, 2019 6:00","2019-03-06T06:00:00",{"v":45,"d":"45.0"},44.5,44.1,44.5,17.67,0.0753,0.29,13.37]
["March",6,"7AM to 8AM",7,"March 6, 2019 7:00","2019-03-06T07:00:00",{"v":45,"d":"45.0"},43.9,{"v":43,"d":"43.0"},42.7,17.39,0.0753,0.28,13.37]
["March",6,"8AM to 9AM",8,"March 6, 2019 8:00","2019-03-06T08:00:00",{"v":45,"d":"45.0"},43.9,{"v":43,"d":"43.0"},42.7,17.39,0.0753,0.28,13.37]
["March",6,"9AM to 10AM",9,"March 6, 2019 9:00","2019-03-06T09:00:00",{"v":45,"d":"45.0"},43.9,{"v":43,"d":"43.0"},42.7,17.39,0.0753,0.28,13.37]
["March",6,"10AM to 11AM",10,"March 6, 2019 10:00","2019-03-06T10:00:00",{"v":45,"d":"45.0"},43.9,{"v":43,"d":"43.0"},42.7,17.39,0.0753,0.28,13.37]
["March",6,"11AM to 12PM",11,"March 6, 2019 11:00","2019-03-06T11:00:00",{"v":45,"d":"45.0"},{"v":43,"d":"43.0"},{"v":41,"d":"41.0"},39.5,{"v":16.9,"d":"16.90"},0.0753,0.26,13.36]
["March",6,"12PM to 1PM",12,"March 6, 2019 12:00","2019-03-06T12:00:00",{"v":46,"d":"46.0"},44.5,{"v":43,"d":"43.0"},42.7,17.65,0.0751,0.28,{"v":13.4,"d":"13.40"}]
["March",6,"1PM to 2PM",13,"March 6, 2019 13:00","2019-03-06T13:00:00",{"v":46,"d":"46.0"},{"v":44,"d":"44.0"},42.1,41.2,17.42,0.0751,0.27,13.39]
["March",6,"2PM to 3PM",14,"March 6, 2019 14:00","2019-03-06T14:00:00",{"v":45,"d":"45.0"},{"v":43,"d":"43.0"},{"v":41,"d":"41.0"},39.5,{"v":16.9,"d":"16.90"},0.0753,0.26,13.36]
["March",6,"3PM to 4PM",15,"March 6, 2019 15:00","2019-03-06T15:00:00",{"v":45,"d":"45.0"},43.9,{"v":43,"d":"43.0"},42.7,17.39,0.0753,0.28,13.37]
["March",6,"4PM to 5PM",16,"March 6, 2019 16:00","2019-03-06T16:00:00",{"v":45,"d":"45.0"},43.9,{"v":43,"d":"43.0"},42.7,17.39,0.0753,0.28,13.37]
["March",6,"5PM to 6PM",17,"March 6, 2019 17:00","2019-03-06T17:00:00",{"v":46,"d":"46.0"},{"v":45,"d":"45.0"},44.1,44.5,17.93,0.0751,0.29,{"v":13.4,"d":"13.40"}]
["March",6,"6PM to 7PM",18,"March 6, 2019 18:00","2019-03-06T18:00:00",{"v":46,"d":"46.0"},{"v":45,"d":"45.0"},44.1,44.5,17.93,0.0751,0.29,{"v":13.4,"d":"13.40"}]
["March",6,"7PM to 8PM",19,"March 6, 2019 19:00","2019-03-06T19:00:00",{"v":45,"d":"45.0"},43.9,{"v":43,"d":"43.0"},42.7,17.39,0.0753,0.28,13.37]
["March",6,"8PM to 9PM",20,"March 6, 2019 20:00","2019-03-06T20:00:00",{"v":45,"d":"45.0"},44.5,44.1,44.5,17.67,0.0753,0.29,13.37]
["March",6,"9PM to 10PM",21,"March 6, 2019 21:00","2019-03-06T21:00:00",{"v":45,"d":"45.0"},44.5,44.1,44.5,17.67,0.0753,0.29,13.37]
["March",6,"10PM to 11PM",22,"March 6, 2019 22:00","2019-03-06T22:00:00",{"v":45,"d":"45.0"},44.5,44.1,44.5,17.67,0.0753,0.29,13.37]
["March",6,"11PM to 12AM",23,"March 6, 2019 23:00","2019-03-06T23:00:00",44.1,44.1,44.1,44.5,17.45,0.0754,0.29,13.35]
["March",7,"12AM to 1AM",0,"March 7, 2019 0:00","2019-03-07",44.1,43.5,{"v":43,"d":"43.0"},42.7,17.17,0.0754,0.28,13.34]
["March",7,"1AM to 2AM",1,"March 7, 2019 1:00","2019-03-07T01:00:00",{"v":43,"d":"43.0"},42.5,42.1,41.2,16.68,0.0756,0.27,13.31]
["March",7,"2AM to 3AM",2,"March 7, 2019 2:00","2019-03-07T02:00:00",{"v":43,"d":"43.0"},42.5,42.1,41.2,16.68,0.0756,0.27,13.31]
["March",7,"3AM to 4AM",3,"March 7, 2019 3:00","2019-03-07T03:00:00",{"v":43,"d":"43.0"},{"v":42,"d":"42.0"},{"v":41,"d":"41.0"},39.5,16.42,0.0756,0.26,{"v":13.3,"d":"13.30"}]
["March",7,"4AM to 5AM",4,"March 7, 2019 4:00","2019-03-07T04:00:00",{"v":43,"d":"43.0"},42.5,42.1,41.2,16.68,0.0756,0.27,13.31]
["March",7,"5AM to 6AM",5,"March 7, 2019 5:00","2019-03-07T05:00:00",{"v":43,"d":"43.0"},42.5,42.1,41.2,16.68,0.0756,0.27,13.31]
["March",7,"6AM to 7AM",6,"March 7, 2019 6:00","2019-03-07T06:00:00",{"v":43,"d":"43.0"},{"v":42,"d":"42.0"},{"v":41,"d":"41.0"},39.5,16.42,0.0756,0.26,{"v":13.3,"d":"13.30"}]
["March",7,"7AM to 8AM",7,"March 7, 2019 7:00","2019-03-07T07:00:00",44.1,42.5,{"v":41,"d":"41.0"},39.5,16.68,0.0754,0.26,13.33]
["March",7,"8AM to 9AM",8,"March 7, 2019 8:00","2019-03-07T08:00:00",44.1,43.1,42.1,41.2,16.94,0.0754,0.27,13.34]
["March",7,"9AM to 10AM",9,"March 7, 2019 9:00","2019-03-07T09:00:00",{"v":45,"d":"45.0"},43.5,42.1,41.2,17.16,0.0753,0.27,13.36]
["March",7,"10AM to 11AM",10,"March 7, 2019 10:00","2019-03-07T10:00:00",{"v":46,"d":"46.0"},{"v":44,"d":"44.0"},42.1,41.2,17.42,0.0751,0.27,13.39]
["March",7,"11AM to 12PM",11,"March 7, 2019 11:00","2019-03-07T11:00:00",46.9,44.4,42.1,41.2,17.64,{"v":0.075,"d":"0.0750"},0.27,13.41]
["March",7,"12PM to 1PM",12,"March 7, 2019 12:00","2019-03-07T12:00:00",48.9,45.4,42.1,41.2,18.12,0.0747,0.27,13.47]
["March",7,"1PM to 2PM",13,"March 7, 2019 13:00","2019-03-07T13:00:00",51.1,46.8,{"v":43,"d":"43.0"},42.7,18.87,0.0744,0.28,13.53]
["March",7,"2PM to 3PM",14,"March 7, 2019 14:00","2019-03-07T14:00:00",53.1,46.8,{"v":41,"d":"41.0"},39.5,18.86,0.0741,0.26,13.57]
["March",7,"3PM to 4PM",15,"March 7, 2019 15:00","2019-03-07T15:00:00",{"v":55,"d":"55.0"},48.2,42.1,41.2,19.61,0.0738,0.27,13.63]
["March",7,"4PM to 5PM",16,"March 7, 2019 16:00","2019-03-07T16:00:00",{"v":55,"d":"55.0"},48.6,{"v":43,"d":"43.0"},42.7,19.83,0.0738,0.28,13.63]
["March",7,"5PM to 6PM",17,"March 7, 2019 17:00","2019-03-07T17:00:00",{"v":54,"d":"54.0"},47.7,42.1,41.2,19.35,{"v":0.074,"d":"0.0740"},0.27,{"v":13.6,"d":"13.60"}]
["March",7,"6PM to 7PM",18,"March 7, 2019 18:00","2019-03-07T18:00:00",{"v":52,"d":"52.0"},46.8,42.1,41.2,18.86,0.0742,0.27,13.55]
["March",7,"7PM to 8PM",19,"March 7, 2019 19:00","2019-03-07T19:00:00",51.1,46.4,42.1,41.2,18.65,0.0744,0.27,13.52]
["March",7,"8PM to 9PM",20,"March 7, 2019 20:00","2019-03-07T20:00:00",{"v":50,"d":"50.0"},45.4,{"v":41,"d":"41.0"},39.5,18.12,0.0745,0.26,13.49]
["March",7,"9PM to 10PM",21,"March 7, 2019 21:00","2019-03-07T21:00:00",48.9,44.9,{"v":41,"d":"41.0"},39.5,17.86,0.0747,0.26,13.46]
["March",7,"10PM to 11PM",22,"March 7, 2019 22:00","2019-03-07T22:00:00",48.9,44.9,{"v":41,"d":"41.0"},39.5,17.86,0.0747,0.26,13.46]
["March",7,"11PM to 12AM",23,"March 7, 2019 23:00","2019-03-07T23:00:00",46.9,44.4,42.1,41.2,17.64,{"v":0.075,"d":"0.0750"},0.27,13.41]
["March",8,"12AM to 1AM",0,"March 8, 2019 0:00","2019-03-08",46.9,43.4,39.9,37.9,17.13,{"v":0.075,"d":"0.0750"},0.25,{"v":13.4,"d":"13.40"}]
["March",8,"1AM to 2AM",1,"March 8, 2019 1:00","2019-03-08T01:00:00",{"v":46,"d":"46.0"},{"v":43,"d":"43.0"},39.9,37.9,16.91,0.0751,0.25,13.38]
["March",8,"2AM to 3AM",2,"March 8, 2019 2:00","2019-03-08T02:00:00",{"v":46,"d":"46.0"},{"v":43,"d":"43.0"},39.9,37.9,16.91,0.0751,0.25,13.38]
["March",8,"3AM to 4AM",3,"March 8, 2019 3:00","2019-03-08T03:00:00",44.1,{"v":42,"d":"42.0"},39.9,37.9,16.43,0.0754,0.25,13.33]
["March",8,"4AM to 5AM",4,"March 8, 2019 4:00","2019-03-08T04:00:00",44.1,{"v":42,"d":"42.0"},39.9,37.9,16.43,0.0754,0.25,13.33]
["March",8,"5AM to 6AM",5,"March 8, 2019 5:00","2019-03-08T05:00:00",44.1,{"v":42,"d":"42.0"},39.9,37.9,16.43,0.0754,0.25,13.33]
["March",8,"6AM to 7AM",6,"March 8, 2019 6:00","2019-03-08T06:00:00",{"v":43,"d":"43.0"},41.1,{"v":39,"d":"39.0"},36.6,15.96,0.0756,0.24,{"v":13.3,"d":"13.30"}]
["March",8,"7AM to 8AM",7,"March 8, 2019 7:00","2019-03-08T07:00:00",46.9,43.4,39.9,37.9,17.13,{"v":0.075,"d":"0.0750"},0.25,{"v":13.4,"d":"13.40"}]
["March",8,"8AM to 9AM",8,"March 8, 2019 8:00","2019-03-08T08:00:00",51.1,45.4,39.9,37.9,18.13,0.0744,0.25,13.51]
["March",8,"9AM to 10AM",9,"March 8, 2019 9:00","2019-03-08T09:00:00",{"v":54,"d":"54.0"},46.7,39.9,37.9,18.83,{"v":0.074,"d":"0.0740"},0.25,13.59]
["March",8,"10AM to 11AM",10,"March 8, 2019 10:00","2019-03-08T10:00:00",{"v":57,"d":"57.0"},48.6,{"v":41,"d":"41.0"},39.5,19.82,0.0735,0.26,13.68]
["March",8,"11AM to 12PM",11,"March 8, 2019 11:00","2019-03-08T11:00:00",{"v":59,"d":"59.0"},49.5,{"v":41,"d":"41.0"},39.5,{"v":20.3,"d":"20.30"},0.0733,0.26,13.73]
["March",8,"12PM to 1PM",12,"March 8, 2019 12:00","2019-03-08T12:00:00",{"v":61,"d":"61.0"},49.5,{"v":39,"d":"39.0"},36.6,20.32,{"v":0.073,"d":"0.0730"},0.24,13.77]
["March",8,"1PM to 2PM",13,"March 8, 2019 13:00","2019-03-08T13:00:00",{"v":63,"d":"63.0"},49.6,{"v":37,"d":"37.0"},33.8,20.38,0.0727,0.22,13.82]
["March",8,"2PM to 3PM",14,"March 8, 2019 14:00","2019-03-08T14:00:00",{"v":63,"d":"63.0"},49.6,{"v":37,"d":"37.0"},33.8,20.38,0.0727,0.22,13.82]
["March",8,"3PM to 4PM",15,"March 8, 2019 15:00","2019-03-08T15:00:00",{"v":63,"d":"63.0"},{"v":50,"d":"50.0"},37.9,{"v":35,"d":"35.0"},20.57,0.0727,0.23,13.82]
["March",8,"4PM to 5PM",16,"March 8, 2019 16:00","2019-03-08T16:00:00",{"v":63,"d":"63.0"},50.4,{"v":39,"d":"39.0"},36.6,{"v":20.8,"d":"20.80"},0.0727,0.24,13.82]
["March",8,"5PM to 6PM",17,{"$f":"A1609&\" \"&B1609&\", \"&$D$5&\" \"&D1609&\":00\"","v":"March 8, 2019 17:00"},{"$f":"DATEVALUE(E1609)+TIMEVALUE(E1609)","v":"2019-03-08T17:00:00"},62.1,50.3,39.9,37.9,20.79,0.0728,0.25,{"v":13.8,"d":"13.80"}]
["March",8,"6PM to 7PM",{"$f":"IF(D1609+1>23,0,D1609+1)","v":18},"March 8, 2019 18:00","2019-03-08T18:00:00",62.1,50.8,{"v":41,"d":"41.0"},39.5,21.05,0.0728,0.26,13.81]
["March",8,"7PM to 8PM",19,"March 8, 2019 19:00","2019-03-08T19:00:00",60.1,49.9,{"v":41,"d":"41.0"},39.5,20.57,0.0731,0.26,13.76]
["March",8,"8PM to 9PM",20,"March 8, 2019 20:00","2019-03-08T20:00:00",57.9,49.5,42.1,41.2,20.31,0.0734,0.27,13.71]
["March",8,"9PM to 10PM",21,"March 8, 2019 21:00","2019-03-08T21:00:00",55.9,{"v":49,"d":"49.0"},{"v":43,"d":"43.0"},42.7,20.05,0.0737,0.28,13.66]
["March",8,"10PM to 11PM",22,"March 8, 2019 22:00","2019-03-08T22:00:00",55.9,{"v":49,"d":"49.0"},{"v":43,"d":"43.0"},42.7,20.05,0.0737,0.28,13.66]
["March",8,"11PM to 12AM",23,"March 8, 2019 23:00","2019-03-08T23:00:00",{"v":55,"d":"55.0"},48.6,{"v":43,"d":"43.0"},42.7,19.83,0.0738,0.28,13.63]
["March",9,"12AM to 1AM",0,"March 9, 2019 0:00","2019-03-09",{"v":52,"d":"52.0"},47.7,44.1,44.5,19.37,0.0742,0.29,13.56]
["March",9,"1AM to 2AM",1,"March 9, 2019 1:00","2019-03-09T01:00:00",51.1,47.8,{"v":45,"d":"45.0"},46.1,{"v":19.4,"d":"19.40"},0.0743,{"v":0.3,"d":"0.30"},13.54]
["March",9,"2AM to 3AM",2,"March 9, 2019 2:00","2019-03-09T02:00:00",{"v":50,"d":"50.0"},47.3,{"v":45,"d":"45.0"},46.1,19.14,0.0745,{"v":0.3,"d":"0.30"},13.51]
["March",9,"3AM to 4AM",3,"March 9, 2019 3:00","2019-03-09T03:00:00",{"v":50,"d":"50.0"},46.8,44.1,44.5,18.89,0.0745,0.29,13.51]
["March",9,"4AM to 5AM",4,"March 9, 2019 4:00","2019-03-09T04:00:00",{"v":50,"d":"50.0"},47.3,{"v":45,"d":"45.0"},46.1,19.14,0.0745,{"v":0.3,"d":"0.30"},13.51]
["March",9,"5AM to 6AM",5,"March 9, 2019 5:00","2019-03-09T05:00:00",48.9,46.8,{"v":45,"d":"45.0"},46.1,18.87,0.0747,{"v":0.3,"d":"0.30"},13.48]
["March",9,"6AM to 7AM",6,"March 9, 2019 6:00","2019-03-09T06:00:00",48.9,46.8,{"v":45,"d":"45.0"},46.1,18.87,0.0747,{"v":0.3,"d":"0.30"},13.48]
["March",9,"7AM to 8AM",7,"March 9, 2019 7:00","2019-03-09T07:00:00",51.1,47.8,{"v":45,"d":"45.0"},46.1,{"v":19.4,"d":"19.40"},0.0743,{"v":0.3,"d":"0.30"},13.54]
["March",9,"8AM to 9AM",8,"March 9, 2019 8:00","2019-03-09T08:00:00",{"v":55,"d":"55.0"},49.5,{"v":45,"d":"45.0"},46.1,20.36,0.0738,{"v":0.3,"d":"0.30"},13.64]
["March",9,"9AM to 10AM",9,"March 9, 2019 9:00","2019-03-09T09:00:00",57.9,50.4,44.1,44.5,20.82,0.0734,0.29,13.72]
["March",9,"10AM to 11AM",10,"March 9, 2019 10:00","2019-03-09T10:00:00",{"v":61,"d":"61.0"},51.2,{"v":43,"d":"43.0"},42.7,21.28,{"v":0.073,"d":"0.0730"},0.28,13.79]
["March",9,"11AM to 12PM",11,"March 9, 2019 11:00","2019-03-09T11:00:00",{"v":63,"d":"63.0"},{"v":52,"d":"52.0"},{"v":43,"d":"43.0"},42.7,21.76,0.0727,0.28,13.84]
["March",9,"12PM to 1PM",12,"March 9, 2019 12:00","2019-03-09T12:00:00",{"v":64,"d":"64.0"},51.6,{"v":41,"d":"41.0"},39.5,21.53,0.0725,0.26,13.86]
["March",9,"1PM to 2PM",13,"March 9, 2019 13:00","2019-03-09T13:00:00",{"v":66,"d":"66.0"},{"v":52,"d":"52.0"},39.9,37.9,21.75,0.0723,0.25,13.91]
["March",9,"2PM to 3PM",14,"March 9, 2019 14:00","2019-03-09T14:00:00",{"v":66,"d":"66.0"},{"v":52,"d":"52.0"},39.9,37.9,21.75,0.0723,0.25,13.91]
["March",9,"3PM to 4PM",15,"March 9, 2019 15:00","2019-03-09T15:00:00",{"v":66,"d":"66.0"},51.3,37.9,{"v":35,"d":"35.0"},21.31,0.0723,0.23,{"v":13.9,"d":"13.90"}]
["March",9,"4PM to 5PM",16,"March 9, 2019 16:00","2019-03-09T16:00:00",{"v":66,"d":"66.0"},51.7,{"v":39,"d":"39.0"},36.6,21.55,0.0723,0.24,13.91]
["March",9,"5PM to 6PM",17,"March 9, 2019 17:00","2019-03-09T17:00:00",64.9,50.8,37.9,{"v":35,"d":"35.0"},21.05,0.0724,0.23,13.87]
["March",9,"6PM to 7PM",18,"March 9, 2019 18:00","2019-03-09T18:00:00",{"v":63,"d":"63.0"},50.4,{"v":39,"d":"39.0"},36.6,{"v":20.8,"d":"20.80"},0.0727,0.24,13.82]
["March",9,"7PM to 8PM",19,"March 9, 2019 19:00","2019-03-09T19:00:00",62.1,50.8,{"v":41,"d":"41.0"},39.5,21.05,0.0728,0.26,13.81]
["March",9,"8PM to 9PM",20,"March 9, 2019 20:00","2019-03-09T20:00:00",60.1,49.9,{"v":41,"d":"41.0"},39.5,20.57,0.0731,0.26,13.76]
["March",9,"9PM to 10PM",21,"March 9, 2019 21:00","2019-03-09T21:00:00",{"v":57,"d":"57.0"},49.1,42.1,41.2,20.09,0.0735,0.27,13.68]
["March",9,"10PM to 11PM",22,"March 9, 2019 22:00","2019-03-09T22:00:00",{"v":55,"d":"55.0"},49.1,44.1,44.5,20.12,0.0738,0.29,13.64]
["March",9,"11PM to 12AM",23,"March 9, 2019 23:00","2019-03-09T23:00:00",{"v":54,"d":"54.0"},48.6,44.1,44.5,19.86,0.0739,0.29,13.61]
["March",10,"12AM to 1AM",0,"March 10, 2019 0:00","2019-03-10",53.1,48.2,44.1,44.5,19.64,0.0741,0.29,13.59]
["March",10,"1AM to 2AM",1,"March 10, 2019 1:00","2019-03-10T01:00:00",51.1,47.8,{"v":45,"d":"45.0"},46.1,{"v":19.4,"d":"19.40"},0.0743,{"v":0.3,"d":"0.30"},13.54]
["March",10,"2AM to 3AM",2,"March 10, 2019 2:00","2019-03-10T02:00:00",{"v":50,"d":"50.0"},47.8,{"v":46,"d":"46.0"},{"v":48,"d":"48.0"},19.44,0.0745,0.31,13.52]
["March",10,"3AM to 4AM",3,"March 10, 2019 3:00","2019-03-10T03:00:00",{"v":50,"d":"50.0"},47.3,{"v":45,"d":"45.0"},46.1,19.14,0.0745,{"v":0.3,"d":"0.30"},13.51]
["March",10,"4AM to 5AM",4,"March 10, 2019 4:00","2019-03-10T04:00:00",48.9,46.8,{"v":45,"d":"45.0"},46.1,18.87,0.0747,{"v":0.3,"d":"0.30"},13.48]
["March",10,"5AM to 6AM",5,"March 10, 2019 5:00","2019-03-10T05:00:00",48.9,46.3,44.1,44.5,18.63,0.0747,0.29,13.48]
["March",10,"6AM to 7AM",6,"March 10, 2019 6:00","2019-03-10T06:00:00",{"v":48,"d":"48.0"},45.9,44.1,44.5,18.41,0.0748,0.29,13.45]
["March",10,"7AM to 8AM",7,"March 10, 2019 7:00","2019-03-10T07:00:00",51.1,46.4,42.1,41.2,18.65,0.0744,0.27,13.52]
["March",10,"8AM to 9AM",8,"March 10, 2019 8:00","2019-03-10T08:00:00",{"v":54,"d":"54.0"},48.1,{"v":43,"d":"43.0"},42.7,19.57,0.0739,0.28,13.61]
["March",10,"9AM to 10AM",9,"March 10, 2019 9:00","2019-03-10T09:00:00",57.9,49.9,{"v":43,"d":"43.0"},42.7,20.53,0.0734,0.28,13.71]
["March",10,"10AM to 11AM",10,"March 10, 2019 10:00","2019-03-10T10:00:00",{"v":61,"d":"61.0"},50.3,{"v":41,"d":"41.0"},39.5,20.78,{"v":0.073,"d":"0.0730"},0.26,13.78]
["March",10,"11AM to 12PM",11,"March 10, 2019 11:00","2019-03-10T11:00:00",{"v":64,"d":"64.0"},50.8,{"v":39,"d":"39.0"},36.6,21.07,0.0726,0.24,13.85]
["March",10,"12PM to 1PM",12,"March 10, 2019 12:00","2019-03-10T12:00:00",{"v":66,"d":"66.0"},50.5,{"v":36,"d":"36.0"},32.4,20.89,0.0723,0.21,13.89]
["March",10,"1PM to 2PM",13,"March 10, 2019 13:00","2019-03-10T13:00:00",{"v":68,"d":"68.0"},51.8,{"v":37,"d":"37.0"},33.8,{"v":21.6,"d":"21.60"},{"v":0.072,"d":"0.0720"},0.22,13.95]
["March",10,"2PM to 3PM",14,"March 10, 2019 14:00","2019-03-10T14:00:00",{"v":70,"d":"70.0"},50.9,{"v":32,"d":"32.0"},27.6,21.11,0.0718,0.18,13.98]
["March",10,"3PM to 4PM",15,"March 10, 2019 15:00","2019-03-10T15:00:00",{"v":70,"d":"70.0"},51.6,{"v":34,"d":"34.0"},29.9,21.47,0.0718,{"v":0.2,"d":"0.20"},13.99]
["March",10,"4PM to 5PM",16,"March 10, 2019 16:00","2019-03-10T16:00:00",71.1,51.7,33.1,28.9,21.56,0.0717,0.19,14.01]
["March",10,"5PM to 6PM",17,"March 10, 2019 17:00","2019-03-10T17:00:00",{"v":70,"d":"70.0"},51.3,33.1,28.9,{"v":21.3,"d":"21.30"},0.0718,0.19,13.99]
["March",10,"6PM to 7PM",18,"March 10, 2019 18:00","2019-03-10T18:00:00",{"v":68,"d":"68.0"},51.1,35.1,31.2,{"v":21.2,"d":"21.20"},0.0721,{"v":0.2,"d":"0.20"},13.94]
["March",10,"7PM to 8PM",19,"March 10, 2019 19:00","2019-03-10T19:00:00",64.9,50.5,{"v":37,"d":"37.0"},33.8,20.85,0.0725,0.22,13.87]
["March",10,"8PM to 9PM",20,"March 10, 2019 20:00","2019-03-10T20:00:00",{"v":63,"d":"63.0"},{"v":50,"d":"50.0"},37.9,{"v":35,"d":"35.0"},20.57,0.0727,0.23,13.82]
["March",10,"9PM to 10PM",21,"March 10, 2019 21:00","2019-03-10T21:00:00",{"v":61,"d":"61.0"},49.5,{"v":39,"d":"39.0"},36.6,20.32,{"v":0.073,"d":"0.0730"},0.24,13.77]
["March",10,"10PM to 11PM",22,"March 10, 2019 22:00","2019-03-10T22:00:00",60.1,49.5,39.9,37.9,20.31,0.0731,0.25,13.75]
["March",10,"11PM to 12AM",23,"March 10, 2019 23:00","2019-03-10T23:00:00",57.9,49.5,42.1,41.2,20.31,0.0734,0.27,13.71]
["March",11,"12AM to 1AM",0,"March 11, 2019 0:00","2019-03-11",55.9,48.1,{"v":41,"d":"41.0"},39.5,19.56,0.0737,0.26,13.65]
["March",11,"1AM to 2AM",1,"March 11, 2019 1:00","2019-03-11T01:00:00",{"v":55,"d":"55.0"},47.7,{"v":41,"d":"41.0"},39.5,19.34,0.0738,0.26,13.62]
["March",11,"2AM to 3AM",2,"March 11, 2019 2:00","2019-03-11T02:00:00",51.1,46.4,42.1,41.2,18.65,0.0744,0.27,13.52]
["March",11,"3AM to 4AM",3,"March 11, 2019 3:00","2019-03-11T03:00:00",51.1,46.4,42.1,41.2,18.65,0.0744,0.27,13.52]
["March",11,"4AM to 5AM",4,"March 11, 2019 4:00","2019-03-11T04:00:00",{"v":50,"d":"50.0"},45.9,42.1,41.2,18.38,0.0745,0.27,{"v":13.5,"d":"13.50"}]
["March",11,"5AM to 6AM",5,"March 11, 2019 5:00","2019-03-11T05:00:00",51.1,43.8,{"v":36,"d":"36.0"},32.4,17.28,0.0744,0.21,{"v":13.5,"d":"13.50"}]
["March",11,"6AM to 7AM",6,"March 11, 2019 6:00","2019-03-11T06:00:00",53.1,43.6,33.1,28.9,17.21,0.0742,0.19,13.54]
["March",11,"7AM to 8AM",7,"March 11, 2019 7:00","2019-03-11T07:00:00",{"v":54,"d":"54.0"},46.7,39.9,37.9,18.83,{"v":0.074,"d":"0.0740"},0.25,13.59]
["March",11,"8AM to 9AM",8,"March 11, 2019 8:00","2019-03-11T08:00:00",60.1,47.9,{"v":36,"d":"36.0"},32.4,19.46,0.0731,0.21,13.74]
["March",11,"9AM to 10AM",9,{"$f":"A1673&\" \"&B1673&\", \"&$D$5&\" \"&D1673&\":00\"","v":"March 11, 2019 9:00"},{"$f":"DATEVALUE(E1673)+TIMEVALUE(E1673)","v":"2019-03-11T09:00:00"},64.9,49.4,{"v":34,"d":"34.0"},29.9,20.25,0.0725,{"v":0.2,"d":"0.20"},13.86]
["March",11,"10AM to 11AM",{"$f":"IF(D1673+1>23,0,D1673+1)","v":10},"March 11, 2019 10:00","2019-03-11T10:00:00",69.1,49.6,28.9,{"v":24,"d":"24.0"},20.32,0.0719,0.16,13.95]
["March",11,"11AM to 12PM",11,"March 11, 2019 11:00","2019-03-11T11:00:00",{"v":72,"d":"72.0"},49.7,{"v":25,"d":"25.0"},19.9,20.38,0.0716,0.13,14.01]
["March",11,"12PM to 1PM",12,"March 11, 2019 12:00","2019-03-11T12:00:00",{"v":73,"d":"73.0"},50.2,{"v":25,"d":"25.0"},19.9,20.64,0.0714,0.13,14.04]
["March",11,"1PM to 2PM",13,"March 11, 2019 13:00","2019-03-11T13:00:00",{"v":77,"d":"77.0"},52.7,{"v":28,"d":"28.0"},{"v":23,"d":"23.0"},22.08,0.0709,0.15,14.15]
["March",11,"2PM to 3PM",14,"March 11, 2019 14:00","2019-03-11T14:00:00",78.1,53.1,{"v":28,"d":"28.0"},{"v":23,"d":"23.0"},22.34,0.0708,0.15,14.18]
["March",11,"3PM to 4PM",15,"March 11, 2019 15:00","2019-03-11T15:00:00",78.1,52.8,{"v":27,"d":"27.0"},21.9,22.16,0.0708,0.14,14.18]
["March",11,"4PM to 5PM",16,"March 11, 2019 16:00","2019-03-11T16:00:00",78.1,53.7,{"v":30,"d":"30.0"},25.2,22.69,0.0707,0.16,14.19]
["March",11,"5PM to 6PM",17,"March 11, 2019 17:00","2019-03-11T17:00:00",75.9,53.1,30.9,26.3,22.33,{"v":0.071,"d":"0.0710"},0.17,14.13]
["March",11,"6PM to 7PM",18,"March 11, 2019 18:00","2019-03-11T18:00:00",{"v":73,"d":"73.0"},51.6,{"v":30,"d":"30.0"},25.2,21.47,0.0714,0.16,14.05]
["March",11,"7PM to 8PM",19,"March 11, 2019 19:00","2019-03-11T19:00:00",{"v":70,"d":"70.0"},51.3,33.1,28.9,{"v":21.3,"d":"21.30"},0.0718,0.19,13.99]
["March",11,"8PM to 9PM",20,"March 11, 2019 20:00","2019-03-11T20:00:00",{"v":66,"d":"66.0"},50.5,{"v":36,"d":"36.0"},32.4,20.89,0.0723,0.21,13.89]
["March",11,"9PM to 10PM",21,"March 11, 2019 21:00","2019-03-11T21:00:00",{"v":63,"d":"63.0"},49.6,{"v":37,"d":"37.0"},33.8,20.38,0.0727,0.22,13.82]
["March",11,"10PM to 11PM",22,"March 11, 2019 22:00","2019-03-11T22:00:00",{"v":63,"d":"63.0"},48.9,35.1,31.2,19.98,0.0727,{"v":0.2,"d":"0.20"},13.81]
["March",11,"11PM to 12AM",23,"March 11, 2019 23:00","2019-03-11T23:00:00",60.1,49.1,{"v":39,"d":"39.0"},36.6,20.11,0.0731,0.24,13.75]
["March",12,"12AM to 1AM",0,"March 12, 2019 0:00","2019-03-12",{"v":59,"d":"59.0"},48.6,{"v":39,"d":"39.0"},36.6,19.84,0.0733,0.24,13.72]
["March",12,"1AM to 2AM",1,"March 12, 2019 1:00","2019-03-12T01:00:00",60.1,48.3,{"v":37,"d":"37.0"},33.8,19.68,0.0731,0.22,13.74]
["March",12,"2AM to 3AM",2,"March 12, 2019 2:00","2019-03-12T02:00:00",{"v":54,"d":"54.0"},46.7,39.9,37.9,18.83,{"v":0.074,"d":"0.0740"},0.25,13.59]
["March",12,"3AM to 4AM",3,"March 12, 2019 3:00","2019-03-12T03:00:00",{"v":55,"d":"55.0"},47.2,39.9,37.9,19.09,0.0738,0.25,13.62]
["March",12,"4AM to 5AM",4,"March 12, 2019 4:00","2019-03-12T04:00:00",{"v":54,"d":"54.0"},46.7,39.9,37.9,18.83,{"v":0.074,"d":"0.0740"},0.25,13.59]
["March",12,"5AM to 6AM",5,"March 12, 2019 5:00","2019-03-12T05:00:00",53.1,45.5,37.9,{"v":35,"d":"35.0"},18.17,0.0741,0.23,13.56]
["March",12,"6AM to 7AM",6,"March 12, 2019 6:00","2019-03-12T06:00:00",{"v":52,"d":"52.0"},45.4,{"v":39,"d":"39.0"},36.6,18.14,0.0743,0.24,13.53]
["March",12,"7AM to 8AM",7,"March 12, 2019 7:00","2019-03-12T07:00:00",55.9,46.8,37.9,{"v":35,"d":"35.0"},18.87,0.0737,0.23,13.63]
["March",12,"8AM to 9AM",8,"March 12, 2019 8:00","2019-03-12T08:00:00",{"v":63,"d":"63.0"},49.6,{"v":37,"d":"37.0"},33.8,20.38,0.0727,0.22,13.82]
["March",12,"9AM to 10AM",9,"March 12, 2019 9:00","2019-03-12T09:00:00",66.9,{"v":50,"d":"50.0"},33.1,28.9,20.56,0.0722,0.19,{"v":13.9,"d":"13.90"}]
["March",12,"10AM to 11AM",10,"March 12, 2019 10:00","2019-03-12T10:00:00",{"v":70,"d":"70.0"},51.6,{"v":34,"d":"34.0"},29.9,21.47,0.0718,{"v":0.2,"d":"0.20"},13.99]
["March",12,"11AM to 12PM",11,"March 12, 2019 11:00","2019-03-12T11:00:00",{"v":73,"d":"73.0"},52.8,{"v":34,"d":"34.0"},29.9,22.21,0.0714,{"v":0.2,"d":"0.20"},14.07]
["March",12,"12PM to 1PM",12,"March 12, 2019 12:00","2019-03-12T12:00:00",75.9,53.4,{"v":32,"d":"32.0"},27.6,22.55,{"v":0.071,"d":"0.0710"},0.18,14.14]
["March",12,"1PM to 2PM",13,"March 12, 2019 13:00","2019-03-12T13:00:00",78.1,53.7,{"v":30,"d":"30.0"},25.2,22.69,0.0707,0.16,14.19]
["March",12,"2PM to 3PM",14,"March 12, 2019 14:00","2019-03-12T14:00:00",{"v":79,"d":"79.0"},54.6,{"v":32,"d":"32.0"},27.6,23.28,0.0706,0.18,14.22]
["March",12,"3PM to 4PM",15,"March 12, 2019 15:00","2019-03-12T15:00:00",{"v":79,"d":"79.0"},55.2,{"v":34,"d":"34.0"},29.9,23.64,0.0706,{"v":0.2,"d":"0.20"},14.23]
["March",12,"4PM to 5PM",16,"March 12, 2019 16:00","2019-03-12T16:00:00",{"v":79,"d":"79.0"},{"v":54,"d":"54.0"},{"v":30,"d":"30.0"},25.2,22.91,0.0706,0.16,14.21]
["March",12,"5PM to 6PM",17,"March 12, 2019 17:00","2019-03-12T17:00:00",78.1,55.2,35.1,31.2,23.63,0.0707,{"v":0.2,"d":"0.20"},14.21]
["March",12,"6PM to 7PM",18,"March 12, 2019 18:00","2019-03-12T18:00:00",{"v":75,"d":"75.0"},54.6,{"v":37,"d":"37.0"},33.8,{"v":23.3,"d":"23.30"},0.0711,0.22,14.13]
["March",12,"7PM to 8PM",19,"March 12, 2019 19:00","2019-03-12T19:00:00",{"v":72,"d":"72.0"},53.4,{"v":37,"d":"37.0"},33.8,22.55,0.0715,0.22,14.05]
["March",12,"8PM to 9PM",20,"March 12, 2019 20:00","2019-03-12T20:00:00",69.1,53.7,{"v":41,"d":"41.0"},39.5,22.75,0.0719,0.26,{"v":14,"d":"14.00"}]
["March",12,"9PM to 10PM",21,"March 12, 2019 21:00","2019-03-12T21:00:00",66.9,52.8,{"v":41,"d":"41.0"},39.5,22.22,0.0721,0.26,13.94]
["March",12,"10PM to 11PM",22,"March 12, 2019 22:00","2019-03-12T22:00:00",{"v":66,"d":"66.0"},52.4,{"v":41,"d":"41.0"},39.5,22.01,0.0723,0.26,13.91]
["March",12,"11PM to 12AM",23,"March 12, 2019 23:00","2019-03-12T23:00:00",64.9,53.3,44.1,44.5,22.52,0.0724,0.29,{"v":13.9,"d":"13.90"}]
["March",13,"12AM to 1AM",0,"March 13, 2019 0:00","2019-03-13",{"v":63,"d":"63.0"},52.9,{"v":45,"d":"45.0"},46.1,22.29,0.0727,{"v":0.3,"d":"0.30"},13.85]
["March",13,"1AM to 2AM",1,"March 13, 2019 1:00","2019-03-13T01:00:00",{"v":63,"d":"63.0"},{"v":52,"d":"52.0"},{"v":43,"d":"43.0"},42.7,21.76,0.0727,0.28,13.84]
["March",13,"2AM to 3AM",2,"March 13, 2019 2:00","2019-03-13T02:00:00",62.1,50.3,39.9,37.9,20.79,0.0728,0.25,{"v":13.8,"d":"13.80"}]
["March",13,"3AM to 4AM",3,"March 13, 2019 3:00","2019-03-13T03:00:00",{"v":61,"d":"61.0"},50.3,{"v":41,"d":"41.0"},39.5,20.78,{"v":0.073,"d":"0.0730"},0.26,13.78]
["March",13,"4AM to 5AM",4,"March 13, 2019 4:00","2019-03-13T04:00:00",{"v":61,"d":"61.0"},49.5,{"v":39,"d":"39.0"},36.6,20.32,{"v":0.073,"d":"0.0730"},0.24,13.77]
["March",13,"5AM to 6AM",5,"March 13, 2019 5:00","2019-03-13T05:00:00",{"v":61,"d":"61.0"},49.5,{"v":39,"d":"39.0"},36.6,20.32,{"v":0.073,"d":"0.0730"},0.24,13.77]
["March",13,"6AM to 7AM",6,"March 13, 2019 6:00","2019-03-13T06:00:00",60.1,49.1,{"v":39,"d":"39.0"},36.6,20.11,0.0731,0.24,13.75]
["March",13,"7AM to 8AM",7,"March 13, 2019 7:00","2019-03-13T07:00:00",{"v":61,"d":"61.0"},50.3,{"v":41,"d":"41.0"},39.5,20.78,{"v":0.073,"d":"0.0730"},0.26,13.78]
["March",13,"8AM to 9AM",8,"March 13, 2019 8:00","2019-03-13T08:00:00",{"v":64,"d":"64.0"},50.8,{"v":39,"d":"39.0"},36.6,21.07,0.0726,0.24,13.85]
["March",13,"9AM to 10AM",9,"March 13, 2019 9:00","2019-03-13T09:00:00",69.1,52.9,{"v":39,"d":"39.0"},36.6,22.29,0.0719,0.24,13.99]
["March",13,"10AM to 11AM",10,"March 13, 2019 10:00","2019-03-13T10:00:00",{"v":72,"d":"72.0"},53.4,{"v":37,"d":"37.0"},33.8,22.55,0.0715,0.22,14.05]
["March",13,"11AM to 12PM",11,"March 13, 2019 11:00","2019-03-13T11:00:00",{"v":75,"d":"75.0"},54.3,{"v":36,"d":"36.0"},32.4,23.07,0.0711,0.21,14.13]
["March",13,"12PM to 1PM",12,"March 13, 2019 12:00","2019-03-13T12:00:00",{"v":77,"d":"77.0"},{"v":55,"d":"55.0"},{"v":36,"d":"36.0"},32.4,23.55,0.0708,0.21,14.18]
["March",13,"1PM to 2PM",13,"March 13, 2019 13:00","2019-03-13T13:00:00",{"v":79,"d":"79.0"},55.5,35.1,31.2,23.85,0.0706,{"v":0.2,"d":"0.20"},14.23]
["March",13,"2PM to 3PM",14,"March 13, 2019 14:00","2019-03-13T14:00:00",{"v":79,"d":"79.0"},55.8,{"v":36,"d":"36.0"},32.4,24.03,0.0706,0.21,14.23]
["March",13,"3PM to 4PM",15,"March 13, 2019 15:00","2019-03-13T15:00:00",{"v":81,"d":"81.0"},56.3,35.1,31.2,24.33,0.0703,{"v":0.2,"d":"0.20"},14.28]
["March",13,"4PM to 5PM",16,"March 13, 2019 16:00","2019-03-13T16:00:00",80.1,56.2,{"v":36,"d":"36.0"},32.4,24.29,0.0704,0.21,14.26]
["March",13,"5PM to 6PM",17,"March 13, 2019 17:00","2019-03-13T17:00:00",{"v":79,"d":"79.0"},55.5,35.1,31.2,23.85,0.0706,{"v":0.2,"d":"0.20"},14.23]
["March",13,"6PM to 7PM",18,"March 13, 2019 18:00","2019-03-13T18:00:00",78.1,55.8,{"v":37,"d":"37.0"},33.8,24.04,0.0707,0.22,14.22]
["March",13,"7PM to 8PM",19,"March 13, 2019 19:00","2019-03-13T19:00:00",75.9,55.3,37.9,{"v":35,"d":"35.0"},23.71,{"v":0.071,"d":"0.0710"},0.23,14.16]
["March",13,"8PM to 9PM",20,"March 13, 2019 20:00","2019-03-13T20:00:00",{"v":70,"d":"70.0"},{"v":54,"d":"54.0"},{"v":41,"d":"41.0"},39.5,22.97,0.0717,0.26,14.02]
["March",13,"9PM to 10PM",21,"March 13, 2019 21:00","2019-03-13T21:00:00",{"v":70,"d":"70.0"},54.5,42.1,41.2,23.23,0.0717,0.27,14.02]
["March",13,"10PM to 11PM",22,"March 13, 2019 22:00","2019-03-13T22:00:00",64.9,52.8,{"v":43,"d":"43.0"},42.7,22.24,0.0724,0.28,{"v":13.9,"d":"13.90"}]
["March",13,"11PM to 12AM",23,"March 13, 2019 23:00","2019-03-13T23:00:00",64.9,53.3,44.1,44.5,22.52,0.0724,0.29,{"v":13.9,"d":"13.90"}]
["March",14,"12AM to 1AM",0,"March 14, 2019 0:00","2019-03-14",64.9,53.3,44.1,44.5,22.52,0.0724,0.29,{"v":13.9,"d":"13.90"}]
["March",14,"1AM to 2AM",1,{"$f":"A1737&\" \"&B1737&\", \"&$D$5&\" \"&D1737&\":00\"","v":"March 14, 2019 1:00"},{"$f":"DATEVALUE(E1737)+TIMEVALUE(E1737)","v":"2019-03-14T01:00:00"},{"v":63,"d":"63.0"},{"v":52,"d":"52.0"},{"v":43,"d":"43.0"},42.7,21.76,0.0727,0.28,13.84]
["March",14,"2AM to 3AM",{"$f":"IF(D1737+1>23,0,D1737+1)","v":2},"March 14, 2019 2:00","2019-03-14T02:00:00",60.1,52.2,{"v":46,"d":"46.0"},{"v":48,"d":"48.0"},21.89,{"v":0.073,"d":"0.0730"},0.31,13.78]
["March",14,"3AM to 4AM",3,"March 14, 2019 3:00","2019-03-14T03:00:00",{"v":59,"d":"59.0"},51.2,{"v":45,"d":"45.0"},46.1,21.32,0.0732,{"v":0.3,"d":"0.30"},13.75]
["March",14,"4AM to 5AM",4,"March 14, 2019 4:00","2019-03-14T04:00:00",57.9,49.5,42.1,41.2,20.31,0.0734,0.27,13.71]
["March",14,"5AM to 6AM",5,"March 14, 2019 5:00","2019-03-14T05:00:00",57.9,{"v":49,"d":"49.0"},{"v":41,"d":"41.0"},39.5,20.04,0.0734,0.26,{"v":13.7,"d":"13.70"}]
["March",14,"6AM to 7AM",6,"March 14, 2019 6:00","2019-03-14T06:00:00",{"v":57,"d":"57.0"},49.1,42.1,41.2,20.09,0.0735,0.27,13.68]
["March",14,"7AM to 8AM",7,"March 14, 2019 7:00","2019-03-14T07:00:00",{"v":59,"d":"59.0"},49.9,42.1,41.2,20.57,0.0732,0.27,13.73]
["March",14,"8AM to 9AM",8,"March 14, 2019 8:00","2019-03-14T08:00:00",64.9,{"v":52,"d":"52.0"},{"v":41,"d":"41.0"},39.5,21.74,0.0724,0.26,13.89]
["March",14,"9AM to 10AM",9,"March 14, 2019 9:00","2019-03-14T09:00:00",69.1,53.7,{"v":41,"d":"41.0"},39.5,22.75,0.0719,0.26,{"v":14,"d":"14.00"}]
["March",14,"10AM to 11AM",10,"March 14, 2019 10:00","2019-03-14T10:00:00",{"v":72,"d":"72.0"},54.4,39.9,37.9,23.19,0.0715,0.25,14.07]
["March",14,"11AM to 12PM",11,"March 14, 2019 11:00","2019-03-14T11:00:00",{"v":75,"d":"75.0"},55.3,{"v":39,"d":"39.0"},36.6,23.73,0.0711,0.24,14.14]
["March",14,"12PM to 1PM",12,"March 14, 2019 12:00","2019-03-14T12:00:00",78.1,55.8,{"v":37,"d":"37.0"},33.8,24.04,0.0707,0.22,14.22]
["March",14,"1PM to 2PM",13,"March 14, 2019 13:00","2019-03-14T13:00:00",{"v":81,"d":"81.0"},57.2,37.9,{"v":35,"d":"35.0"},24.93,0.0703,0.23,{"v":14.3,"d":"14.30"}]
["March",14,"2PM to 3PM",14,"March 14, 2019 14:00","2019-03-14T14:00:00",82.9,57.7,{"v":37,"d":"37.0"},33.8,25.21,0.0701,0.22,14.34]
["March",14,"3PM to 4PM",15,"March 14, 2019 15:00","2019-03-14T15:00:00",{"v":84,"d":"84.0"},58.1,{"v":37,"d":"37.0"},33.8,25.48,0.0699,0.22,14.37]
["March",14,"4PM to 5PM",16,"March 14, 2019 16:00","2019-03-14T16:00:00",82.9,57.7,{"v":37,"d":"37.0"},33.8,25.21,0.0701,0.22,14.34]
["March",14,"5PM to 6PM",17,"March 14, 2019 17:00","2019-03-14T17:00:00",{"v":82,"d":"82.0"},{"v":57,"d":"57.0"},{"v":36,"d":"36.0"},32.4,24.77,0.0702,0.21,14.32]
["March",14,"6PM to 7PM",18,"March 14, 2019 18:00","2019-03-14T18:00:00",80.1,56.9,37.9,{"v":35,"d":"35.0"},24.71,0.0704,0.23,14.27]
["March",14,"7PM to 8PM",19,"March 14, 2019 19:00","2019-03-14T19:00:00",{"v":77,"d":"77.0"},55.7,37.9,{"v":35,"d":"35.0"},23.97,0.0708,0.23,14.19]
["March",14,"8PM to 9PM",20,"March 14, 2019 20:00","2019-03-14T20:00:00",{"v":73,"d":"73.0"},54.5,{"v":39,"d":"39.0"},36.6,23.25,0.0713,0.24,14.09]
["March",14,"9PM to 10PM",21,"March 14, 2019 21:00","2019-03-14T21:00:00",{"v":68,"d":"68.0"},53.7,42.1,41.2,22.75,{"v":0.072,"d":"0.0720"},0.27,13.97]
["March",14,"10PM to 11PM",22,"March 14, 2019 22:00","2019-03-14T22:00:00",{"v":68,"d":"68.0"},53.3,{"v":41,"d":"41.0"},39.5,22.49,{"v":0.072,"d":"0.0720"},0.26,13.97]
["March",14,"11PM to 12AM",23,"March 14, 2019 23:00","2019-03-14T23:00:00",{"v":68,"d":"68.0"},53.7,42.1,41.2,22.75,{"v":0.072,"d":"0.0720"},0.27,13.97]
["March",15,"12AM to 1AM",0,"March 15, 2019 0:00","2019-03-15",{"v":64,"d":"64.0"},52.9,44.1,44.5,{"v":22.3,"d":"22.30"},0.0725,0.29,13.88]
["March",15,"1AM to 2AM",1,"March 15, 2019 1:00","2019-03-15T01:00:00",62.1,52.5,{"v":45,"d":"45.0"},46.1,22.07,0.0728,{"v":0.3,"d":"0.30"},13.83]
["March",15,"2AM to 3AM",2,"March 15, 2019 2:00","2019-03-15T02:00:00",{"v":61,"d":"61.0"},51.7,44.1,44.5,21.56,0.0729,0.29,{"v":13.8,"d":"13.80"}]
["March",15,"3AM to 4AM",3,"March 15, 2019 3:00","2019-03-15T03:00:00",{"v":59,"d":"59.0"},51.2,{"v":45,"d":"45.0"},46.1,21.32,0.0732,{"v":0.3,"d":"0.30"},13.75]
["March",15,"4AM to 5AM",4,"March 15, 2019 4:00","2019-03-15T04:00:00",57.9,49.9,{"v":43,"d":"43.0"},42.7,20.53,0.0734,0.28,13.71]
["March",15,"5AM to 6AM",5,"March 15, 2019 5:00","2019-03-15T05:00:00",{"v":57,"d":"57.0"},49.5,{"v":43,"d":"43.0"},42.7,20.32,0.0735,0.28,13.69]
["March",15,"6AM to 7AM",6,"March 15, 2019 6:00","2019-03-15T06:00:00",57.9,{"v":49,"d":"49.0"},{"v":41,"d":"41.0"},39.5,20.04,0.0734,0.26,{"v":13.7,"d":"13.70"}]
["March",15,"7AM to 8AM",7,"March 15, 2019 7:00","2019-03-15T07:00:00",60.1,50.8,{"v":43,"d":"43.0"},42.7,21.06,0.0731,0.28,13.77]
["March",15,"8AM to 9AM",8,"March 15, 2019 8:00","2019-03-15T08:00:00",{"v":64,"d":"64.0"},52.1,42.1,41.2,21.79,0.0725,0.27,13.87]
["March",15,"9AM to 10AM",9,"March 15, 2019 9:00","2019-03-15T09:00:00",{"v":68,"d":"68.0"},52.8,39.9,37.9,22.23,{"v":0.072,"d":"0.0720"},0.25,13.96]
["March",15,"10AM to 11AM",10,"March 15, 2019 10:00","2019-03-15T10:00:00",{"v":72,"d":"72.0"},54.4,39.9,37.9,23.19,0.0715,0.25,14.07]
["March",15,"11AM to 12PM",11,"March 15, 2019 11:00","2019-03-15T11:00:00",{"v":77,"d":"77.0"},56.1,{"v":39,"d":"39.0"},36.6,24.21,0.0708,0.24,{"v":14.2,"d":"14.20"}]
["March",15,"12PM to 1PM",12,"March 15, 2019 12:00","2019-03-15T12:00:00",{"v":79,"d":"79.0"},55.8,{"v":36,"d":"36.0"},32.4,24.03,0.0706,0.21,14.23]
["March",15,"1PM to 2PM",13,"March 15, 2019 13:00","2019-03-15T13:00:00",{"v":81,"d":"81.0"},{"v":56,"d":"56.0"},{"v":34,"d":"34.0"},29.9,24.12,0.0703,{"v":0.2,"d":"0.20"},14.28]
["March",15,"2PM to 3PM",14,"March 15, 2019 14:00","2019-03-15T14:00:00",82.9,57.9,37.9,{"v":35,"d":"35.0"},25.41,{"v":0.07,"d":"0.0700"},0.23,14.35]
["March",15,"3PM to 4PM",15,"March 15, 2019 15:00","2019-03-15T15:00:00",82.9,57.3,{"v":36,"d":"36.0"},32.4,24.99,0.0701,0.21,14.34]
["March",15,"4PM to 5PM",16,"March 15, 2019 16:00","2019-03-15T16:00:00",82.9,57.1,35.1,31.2,24.81,0.0701,{"v":0.2,"d":"0.20"},14.34]
["March",15,"5PM to 6PM",17,"March 15, 2019 17:00","2019-03-15T17:00:00",82.9,57.3,{"v":36,"d":"36.0"},32.4,24.99,0.0701,0.21,14.34]
["March",15,"6PM to 7PM",18,"March 15, 2019 18:00","2019-03-15T18:00:00",{"v":81,"d":"81.0"},56.9,{"v":37,"d":"37.0"},33.8,24.73,0.0703,0.22,14.29]
["March",15,"7PM to 8PM",19,"March 15, 2019 19:00","2019-03-15T19:00:00",80.1,56.6,{"v":37,"d":"37.0"},33.8,24.52,0.0704,0.22,14.27]
["March",15,"8PM to 9PM",20,"March 15, 2019 20:00","2019-03-15T20:00:00",75.9,{"v":55,"d":"55.0"},{"v":37,"d":"37.0"},33.8,23.51,{"v":0.071,"d":"0.0710"},0.22,14.16]
["March",15,"9PM to 10PM",21,"March 15, 2019 21:00","2019-03-15T21:00:00",{"v":75,"d":"75.0"},54.6,{"v":37,"d":"37.0"},33.8,{"v":23.3,"d":"23.30"},0.0711,0.22,14.13]
["March",15,"10PM to 11PM",22,"March 15, 2019 22:00","2019-03-15T22:00:00",71.1,53.7,{"v":39,"d":"39.0"},36.6,22.77,0.0716,0.24,14.04]
["March",15,"11PM to 12AM",23,"March 15, 2019 23:00","2019-03-15T23:00:00",{"v":70,"d":"70.0"},53.3,{"v":39,"d":"39.0"},36.6,22.51,0.0718,0.24,14.01]
["March",16,"12AM to 1AM",0,"March 16, 2019 0:00","2019-03-16",66.9,52.4,39.9,37.9,21.97,0.0722,0.25,13.93]
["March",16,"1AM to 2AM",1,"March 16, 2019 1:00","2019-03-16T01:00:00",66.9,51.6,37.9,{"v":35,"d":"35.0"},21.53,0.0722,0.23,13.92]
["March",16,"2AM to 3AM",2,"March 16, 2019 2:00","2019-03-16T02:00:00",64.9,50.5,{"v":37,"d":"37.0"},33.8,20.85,0.0725,0.22,13.87]
["March",16,"3AM to 4AM",3,"March 16, 2019 3:00","2019-03-16T03:00:00",{"v":64,"d":"64.0"},50.4,37.9,{"v":35,"d":"35.0"},20.83,0.0726,0.23,13.85]
["March",16,"4AM to 5AM",4,"March 16, 2019 4:00","2019-03-16T04:00:00",{"v":61,"d":"61.0"},50.8,42.1,41.2,21.05,{"v":0.073,"d":"0.0730"},0.27,13.79]
["March",16,"5AM to 6AM",5,"March 16, 2019 5:00","2019-03-16T05:00:00",60.1,50.4,42.1,41.2,20.83,0.0731,0.27,13.76]
["March",16,"6AM to 7AM",6,"March 16, 2019 6:00","2019-03-16T06:00:00",62.1,{"v":50,"d":"50.0"},{"v":39,"d":"39.0"},36.6,20.59,0.0728,0.24,{"v":13.8,"d":"13.80"}]
["March",16,"7AM to 8AM",7,"March 16, 2019 7:00","2019-03-16T07:00:00",{"v":63,"d":"63.0"},{"v":50,"d":"50.0"},37.9,{"v":35,"d":"35.0"},20.57,0.0727,0.23,13.82]
["March",16,"8AM to 9AM",8,"March 16, 2019 8:00","2019-03-16T08:00:00",69.1,50.2,30.9,26.3,20.68,0.0719,0.17,13.95]
["March",16,"9AM to 10AM",9,"March 16, 2019 9:00","2019-03-16T09:00:00",{"v":72,"d":"72.0"},51.1,{"v":30,"d":"30.0"},25.2,21.21,0.0716,0.16,14.03]
["March",16,"10AM to 11AM",10,"March 16, 2019 10:00","2019-03-16T10:00:00",73.9,{"v":52,"d":"52.0"},{"v":30,"d":"30.0"},25.2,21.69,0.0713,0.16,14.08]
["March",16,"11AM to 12PM",11,"March 16, 2019 11:00","2019-03-16T11:00:00",75.9,52.8,{"v":30,"d":"30.0"},25.2,22.17,{"v":0.071,"d":"0.0710"},0.16,14.13]
["March",16,"12PM to 1PM",12,"March 16, 2019 12:00","2019-03-16T12:00:00",75.9,52.8,{"v":30,"d":"30.0"},25.2,22.17,{"v":0.071,"d":"0.0710"},0.16,14.13]
["March",16,"1PM to 2PM",13,"March 16, 2019 13:00","2019-03-16T13:00:00",{"v":79,"d":"79.0"},54.6,{"v":32,"d":"32.0"},27.6,23.28,0.0706,0.18,14.22]
["March",16,"2PM to 3PM",14,"March 16, 2019 14:00","2019-03-16T14:00:00",80.1,55.1,{"v":32,"d":"32.0"},27.6,23.55,0.0705,0.18,14.25]
["March",16,"3PM to 4PM",15,"March 16, 2019 15:00","2019-03-16T15:00:00",{"v":81,"d":"81.0"},55.7,33.1,28.9,23.96,0.0703,0.19,14.28]
["March",16,"4PM to 5PM",16,"March 16, 2019 16:00","2019-03-16T16:00:00",80.1,55.4,33.1,28.9,23.74,0.0705,0.19,14.25]
["March",16,"5PM to 6PM",17,{"$f":"A1801&\" \"&B1801&\", \"&$D$5&\" \"&D1801&\":00\"","v":"March 16, 2019 17:00"},{"$f":"DATEVALUE(E1801)+TIMEVALUE(E1801)","v":"2019-03-16T17:00:00"},80.1,55.4,33.1,28.9,23.74,0.0705,0.19,14.25]
["March",16,"6PM to 7PM",{"$f":"IF(D1801+1>23,0,D1801+1)","v":18},"March 16, 2019 18:00","2019-03-16T18:00:00",78.1,54.6,33.1,28.9,23.26,0.0707,0.19,{"v":14.2,"d":"14.20"}]
["March",16,"7PM to 8PM",19,"March 16, 2019 19:00","2019-03-16T19:00:00",75.9,54.6,{"v":36,"d":"36.0"},32.4,23.29,{"v":0.071,"d":"0.0710"},0.21,14.15]
["March",16,"8PM to 9PM",20,"March 16, 2019 20:00","2019-03-16T20:00:00",{"v":72,"d":"72.0"},52.7,35.1,31.2,22.15,0.0715,{"v":0.2,"d":"0.20"},14.05]
["March",16,"9PM to 10PM",21,"March 16, 2019 21:00","2019-03-16T21:00:00",{"v":70,"d":"70.0"},51.9,35.1,31.2,21.67,0.0718,{"v":0.2,"d":"0.20"},13.99]
["March",16,"10PM to 11PM",22,"March 16, 2019 22:00","2019-03-16T22:00:00",{"v":70,"d":"70.0"},52.9,37.9,{"v":35,"d":"35.0"},22.27,0.0718,0.23,14.01]
["March",16,"11PM to 12AM",23,"March 16, 2019 23:00","2019-03-16T23:00:00",{"v":66,"d":"66.0"},{"v":52,"d":"52.0"},39.9,37.9,21.75,0.0723,0.25,13.91]
["March",17,"12AM to 1AM",0,"March 17, 2019 0:00","2019-03-17",{"v":64,"d":"64.0"},51.6,{"v":41,"d":"41.0"},39.5,21.53,0.0725,0.26,13.86]
["March",17,"1AM to 2AM",1,"March 17, 2019 1:00","2019-03-17T01:00:00",62.1,50.8,{"v":41,"d":"41.0"},39.5,21.05,0.0728,0.26,13.81]
["March",17,"2AM to 3AM",2,"March 17, 2019 2:00","2019-03-17T02:00:00",{"v":61,"d":"61.0"},49.9,39.9,37.9,20.53,{"v":0.073,"d":"0.0730"},0.25,13.78]
["March",17,"3AM to 4AM",3,"March 17, 2019 3:00","2019-03-17T03:00:00",60.1,49.1,{"v":39,"d":"39.0"},36.6,20.11,0.0731,0.24,13.75]
["March",17,"4AM to 5AM",4,"March 17, 2019 4:00","2019-03-17T04:00:00",60.1,48.7,37.9,{"v":35,"d":"35.0"},19.87,0.0731,0.23,13.74]
["March",17,"5AM to 6AM",5,"March 17, 2019 5:00","2019-03-17T05:00:00",{"v":57,"d":"57.0"},47.3,37.9,{"v":35,"d":"35.0"},19.13,0.0736,0.23,13.66]
["March",17,"6AM to 7AM",6,"March 17, 2019 6:00","2019-03-17T06:00:00",57.9,47.7,37.9,{"v":35,"d":"35.0"},19.35,0.0734,0.23,13.69]
["March",17,"7AM to 8AM",7,"March 17, 2019 7:00","2019-03-17T07:00:00",62.1,49.6,37.9,{"v":35,"d":"35.0"},20.35,0.0728,0.23,{"v":13.8,"d":"13.80"}]
["March",17,"8AM to 9AM",8,"March 17, 2019 8:00","2019-03-17T08:00:00",64.9,51.2,{"v":39,"d":"39.0"},36.6,21.28,0.0724,0.24,13.88]
["March",17,"9AM to 10AM",9,"March 17, 2019 9:00","2019-03-17T09:00:00",69.1,53.3,39.9,37.9,22.49,0.0719,0.25,13.99]
["March",17,"10AM to 11AM",10,"March 17, 2019 10:00","2019-03-17T10:00:00",{"v":73,"d":"73.0"},55.3,{"v":41,"d":"41.0"},39.5,23.71,0.0713,0.26,{"v":14.1,"d":"14.10"}]
["March",17,"11AM to 12PM",11,"March 17, 2019 11:00","2019-03-17T11:00:00",75.9,54.6,{"v":36,"d":"36.0"},32.4,23.29,{"v":0.071,"d":"0.0710"},0.21,14.15]
["March",17,"12PM to 1PM",12,"March 17, 2019 12:00","2019-03-17T12:00:00",{"v":77,"d":"77.0"},55.4,{"v":37,"d":"37.0"},33.8,23.78,0.0708,0.22,14.19]
["March",17,"1PM to 2PM",13,"March 17, 2019 13:00","2019-03-17T13:00:00",{"v":79,"d":"79.0"},55.8,{"v":36,"d":"36.0"},32.4,24.03,0.0706,0.21,14.23]
["March",17,"2PM to 3PM",14,"March 17, 2019 14:00","2019-03-17T14:00:00",80.1,56.2,{"v":36,"d":"36.0"},32.4,24.29,0.0704,0.21,14.26]
["March",17,"3PM to 4PM",15,"March 17, 2019 15:00","2019-03-17T15:00:00",{"v":81,"d":"81.0"},56.6,{"v":36,"d":"36.0"},32.4,24.51,0.0703,0.21,14.29]
["March",17,"4PM to 5PM",16,"March 17, 2019 16:00","2019-03-17T16:00:00",{"v":81,"d":"81.0"},56.3,35.1,31.2,24.33,0.0703,{"v":0.2,"d":"0.20"},14.28]
["March",17,"5PM to 6PM",17,"March 17, 2019 17:00","2019-03-17T17:00:00",{"v":81,"d":"81.0"},{"v":56,"d":"56.0"},{"v":34,"d":"34.0"},29.9,24.12,0.0703,{"v":0.2,"d":"0.20"},14.28]
["March",17,"6PM to 7PM",18,"March 17, 2019 18:00","2019-03-17T18:00:00",80.1,{"v":56,"d":"56.0"},35.1,31.2,24.11,0.0704,{"v":0.2,"d":"0.20"},14.26]
["March",17,"7PM to 8PM",19,"March 17, 2019 19:00","2019-03-17T19:00:00",{"v":77,"d":"77.0"},54.8,35.1,31.2,23.37,0.0708,{"v":0.2,"d":"0.20"},14.18]
["March",17,"8PM to 9PM",20,"March 17, 2019 20:00","2019-03-17T20:00:00",{"v":75,"d":"75.0"},{"v":53,"d":"53.0"},{"v":32,"d":"32.0"},27.6,22.33,0.0711,0.18,14.11]
["March",17,"9PM to 10PM",21,"March 17, 2019 21:00","2019-03-17T21:00:00",{"v":72,"d":"72.0"},{"v":50,"d":"50.0"},26.1,20.9,20.55,0.0716,0.14,14.01]
["March",17,"10PM to 11PM",22,"March 17, 2019 22:00","2019-03-17T22:00:00",69.1,48.2,24.1,19.1,19.56,{"v":0.072,"d":"0.0720"},0.12,13.93]
["March",17,"11PM to 12AM",23,"March 17, 2019 23:00","2019-03-17T23:00:00",66.9,46.7,21.9,17.2,18.75,0.0723,0.11,13.87]
["March",18,"12AM to 1AM",0,"March 18, 2019 0:00","2019-03-18",{"v":64,"d":"64.0"},45.6,{"v":23,"d":"23.0"},18.1,18.19,0.0727,0.12,13.79]
["March",18,"1AM to 2AM",1,"March 18, 2019 1:00","2019-03-18T01:00:00",{"v":63,"d":"63.0"},45.4,24.1,19.1,18.08,0.0728,0.12,13.77]
["March",18,"2AM to 3AM",2,"March 18, 2019 2:00","2019-03-18T02:00:00",{"v":61,"d":"61.0"},44.7,{"v":25,"d":"25.0"},19.9,17.73,0.0731,0.13,13.72]
["March",18,"3AM to 4AM",3,"March 18, 2019 3:00","2019-03-18T03:00:00",60.1,{"v":44,"d":"44.0"},24.1,19.1,17.39,0.0732,0.12,13.69]
["March",18,"4AM to 5AM",4,"March 18, 2019 4:00","2019-03-18T04:00:00",57.9,{"v":43,"d":"43.0"},24.1,19.1,16.87,0.0735,0.12,13.64]
["March",18,"5AM to 6AM",5,"March 18, 2019 5:00","2019-03-18T05:00:00",55.9,42.6,26.1,20.9,16.68,0.0738,0.14,13.59]
["March",18,"6AM to 7AM",6,"March 18, 2019 6:00","2019-03-18T06:00:00",{"v":55,"d":"55.0"},43.1,28.9,{"v":24,"d":"24.0"},16.93,0.0739,0.16,13.58]
["March",18,"7AM to 8AM",7,"March 18, 2019 7:00","2019-03-18T07:00:00",60.1,45.2,{"v":28,"d":"28.0"},{"v":23,"d":"23.0"},{"v":18,"d":"18.00"},0.0732,0.15,13.71]
["March",18,"8AM to 9AM",8,"March 18, 2019 8:00","2019-03-18T08:00:00",{"v":66,"d":"66.0"},47.9,{"v":28,"d":"28.0"},{"v":23,"d":"23.0"},19.43,0.0724,0.15,13.86]
["March",18,"9AM to 10AM",9,"March 18, 2019 9:00","2019-03-18T09:00:00",{"v":70,"d":"70.0"},48.8,{"v":25,"d":"25.0"},19.9,{"v":19.9,"d":"19.90"},0.0719,0.13,13.96]
["March",18,"10AM to 11AM",10,"March 18, 2019 10:00","2019-03-18T10:00:00",{"v":73,"d":"73.0"},50.7,{"v":27,"d":"27.0"},21.9,20.95,0.0714,0.14,14.04]
["March",18,"11AM to 12PM",11,"March 18, 2019 11:00","2019-03-18T11:00:00",{"v":75,"d":"75.0"},51.8,{"v":28,"d":"28.0"},{"v":23,"d":"23.0"},{"v":21.6,"d":"21.60"},0.0712,0.15,{"v":14.1,"d":"14.10"}]
["March",18,"12PM to 1PM",12,"March 18, 2019 12:00","2019-03-18T12:00:00",{"v":79,"d":"79.0"},53.7,28.9,{"v":24,"d":"24.0"},22.71,0.0706,0.16,14.21]
["March",18,"1PM to 2PM",13,"March 18, 2019 13:00","2019-03-18T13:00:00",{"v":81,"d":"81.0"},54.8,{"v":30,"d":"30.0"},25.2,23.38,0.0704,0.16,14.26]
["March",18,"2PM to 3PM",14,"March 18, 2019 14:00","2019-03-18T14:00:00",{"v":82,"d":"82.0"},55.8,{"v":32,"d":"32.0"},27.6,24.02,0.0702,0.18,{"v":14.3,"d":"14.30"}]
["March",18,"3PM to 4PM",15,"March 18, 2019 15:00","2019-03-18T15:00:00",82.9,56.5,33.1,28.9,24.44,0.0701,0.19,14.33]
["March",18,"4PM to 5PM",16,"March 18, 2019 16:00","2019-03-18T16:00:00",82.9,56.5,33.1,28.9,24.44,0.0701,0.19,14.33]
["March",18,"5PM to 6PM",17,"March 18, 2019 17:00","2019-03-18T17:00:00",{"v":82,"d":"82.0"},56.4,{"v":34,"d":"34.0"},29.9,24.38,0.0702,{"v":0.2,"d":"0.20"},14.31]
["March",18,"6PM to 7PM",18,"March 18, 2019 18:00","2019-03-18T18:00:00",80.1,55.6,{"v":34,"d":"34.0"},29.9,23.91,0.0705,{"v":0.2,"d":"0.20"},14.26]
["March",18,"7PM to 8PM",19,"March 18, 2019 19:00","2019-03-18T19:00:00",75.9,53.4,{"v":32,"d":"32.0"},27.6,22.55,{"v":0.071,"d":"0.0710"},0.18,14.14]
["March",18,"8PM to 9PM",20,"March 18, 2019 20:00","2019-03-18T20:00:00",73.9,{"v":52,"d":"52.0"},{"v":30,"d":"30.0"},25.2,21.69,0.0713,0.16,14.08]
["March",18,"9PM to 10PM",21,"March 18, 2019 21:00","2019-03-18T21:00:00",{"v":72,"d":"72.0"},{"v":50,"d":"50.0"},26.1,20.9,20.55,0.0716,0.14,14.01]
["March",18,"10PM to 11PM",22,"March 18, 2019 22:00","2019-03-18T22:00:00",{"v":68,"d":"68.0"},47.9,{"v":25,"d":"25.0"},19.9,19.43,0.0721,0.13,{"v":13.9,"d":"13.90"}]
["March",18,"11PM to 12AM",23,"March 18, 2019 23:00","2019-03-18T23:00:00",66.9,47.2,24.1,19.1,19.04,0.0723,0.12,13.87]
["March",19,"12AM to 1AM",0,"March 19, 2019 0:00","2019-03-19",{"v":66,"d":"66.0"},46.5,{"v":23,"d":"23.0"},18.1,18.67,0.0724,0.12,13.85]
["March",19,"1AM to 2AM",1,"March 19, 2019 1:00","2019-03-19T01:00:00",{"v":64,"d":"64.0"},45.9,24.1,19.1,18.34,0.0727,0.12,{"v":13.8,"d":"13.80"}]
["March",19,"2AM to 3AM",2,"March 19, 2019 2:00","2019-03-19T02:00:00",64.9,45.3,19.9,15.6,18.03,0.0726,{"v":0.1,"d":"0.10"},13.81]
["March",19,"3AM to 4AM",3,"March 19, 2019 3:00","2019-03-19T03:00:00",62.1,{"v":45,"d":"45.0"},24.1,19.1,17.86,0.0729,0.12,13.75]
["March",19,"4AM to 5AM",4,"March 19, 2019 4:00","2019-03-19T04:00:00",60.1,43.2,{"v":21,"d":"21.0"},16.5,16.98,0.0732,0.11,13.69]
["March",19,"5AM to 6AM",5,"March 19, 2019 5:00","2019-03-19T05:00:00",{"v":59,"d":"59.0"},42.9,21.9,17.2,16.84,0.0734,0.11,13.66]
["March",19,"6AM to 7AM",6,"March 19, 2019 6:00","2019-03-19T06:00:00",57.9,42.4,21.9,17.2,16.58,0.0735,0.11,13.63]
["March",19,"7AM to 8AM",7,"March 19, 2019 7:00","2019-03-19T07:00:00",{"v":61,"d":"61.0"},44.2,{"v":23,"d":"23.0"},18.1,17.46,0.0731,0.12,13.71]
["March",19,"8AM to 9AM",8,"March 19, 2019 8:00","2019-03-19T08:00:00",66.9,46.5,{"v":21,"d":"21.0"},16.5,18.63,0.0723,0.11,13.87]
["March",19,"9AM to 10AM",9,{"$f":"A1865&\" \"&B1865&\", \"&$D$5&\" \"&D1865&\":00\"","v":"March 19, 2019 9:00"},{"$f":"DATEVALUE(E1865)+TIMEVALUE(E1865)","v":"2019-03-19T09:00:00"},{"v":70,"d":"70.0"},47.9,{"v":21,"d":"21.0"},16.5,19.37,0.0719,0.11,13.95]
["March",19,"10AM to 11AM",{"$f":"IF(D1865+1>23,0,D1865+1)","v":10},"March 19, 2019 10:00","2019-03-19T10:00:00",{"v":72,"d":"72.0"},49.2,{"v":23,"d":"23.0"},18.1,{"v":20.1,"d":"20.10"},0.0716,0.12,{"v":14,"d":"14.00"}]
["March",19,"11AM to 12PM",11,"March 19, 2019 11:00","2019-03-19T11:00:00",{"v":75,"d":"75.0"},51.3,26.1,20.9,21.28,0.0712,0.14,14.09]
["March",19,"12PM to 1PM",12,"March 19, 2019 12:00","2019-03-19T12:00:00",{"v":77,"d":"77.0"},52.9,28.9,{"v":24,"d":"24.0"},22.23,0.0709,0.16,14.16]
["March",19,"1PM to 2PM",13,"March 19, 2019 13:00","2019-03-19T13:00:00",{"v":79,"d":"79.0"},54.9,33.1,28.9,23.48,0.0706,0.19,14.22]
["March",19,"2PM to 3PM",14,"March 19, 2019 14:00","2019-03-19T14:00:00",80.1,55.6,{"v":34,"d":"34.0"},29.9,23.91,0.0705,{"v":0.2,"d":"0.20"},14.26]
["March",19,"3PM to 4PM",15,"March 19, 2019 15:00","2019-03-19T15:00:00",{"v":81,"d":"81.0"},{"v":56,"d":"56.0"},{"v":34,"d":"34.0"},29.9,24.12,0.0703,{"v":0.2,"d":"0.20"},14.28]
["March",19,"4PM to 5PM",16,"March 19, 2019 16:00","2019-03-19T16:00:00",{"v":81,"d":"81.0"},56.3,35.1,31.2,24.33,0.0703,{"v":0.2,"d":"0.20"},14.28]
["March",19,"5PM to 6PM",17,"March 19, 2019 17:00","2019-03-19T17:00:00",{"v":81,"d":"81.0"},{"v":56,"d":"56.0"},{"v":34,"d":"34.0"},29.9,24.12,0.0703,{"v":0.2,"d":"0.20"},14.28]
["March",19,"6PM to 7PM",18,"March 19, 2019 18:00","2019-03-19T18:00:00",{"v":77,"d":"77.0"},53.8,{"v":32,"d":"32.0"},27.6,22.81,0.0709,0.18,14.17]
["March",19,"7PM to 8PM",19,"March 19, 2019 19:00","2019-03-19T19:00:00",73.9,{"v":52,"d":"52.0"},{"v":30,"d":"30.0"},25.2,21.69,0.0713,0.16,14.08]
["March",19,"8PM to 9PM",20,"March 19, 2019 20:00","2019-03-19T20:00:00",73.9,51.4,{"v":28,"d":"28.0"},{"v":23,"d":"23.0"},21.34,0.0713,0.15,14.07]
["March",19,"9PM to 10PM",21,"March 19, 2019 21:00","2019-03-19T21:00:00",{"v":70,"d":"70.0"},50.9,{"v":32,"d":"32.0"},27.6,21.11,0.0718,0.18,13.98]
["March",19,"10PM to 11PM",22,"March 19, 2019 22:00","2019-03-19T22:00:00",69.1,50.6,{"v":32,"d":"32.0"},27.6,20.89,0.0719,0.18,13.96]
["March",19,"11PM to 12AM",23,"March 19, 2019 23:00","2019-03-19T23:00:00",66.9,49.6,{"v":32,"d":"32.0"},27.6,20.37,0.0722,0.18,{"v":13.9,"d":"13.90"}]
["March",20,"12AM to 1AM",0,"March 20, 2019 0:00","2019-03-20",{"v":66,"d":"66.0"},48.9,30.9,26.3,19.94,0.0724,0.17,13.87]
["March",20,"1AM to 2AM",1,"March 20, 2019 1:00","2019-03-20T01:00:00",{"v":63,"d":"63.0"},48.5,{"v":34,"d":"34.0"},29.9,19.77,0.0728,{"v":0.2,"d":"0.20"},{"v":13.8,"d":"13.80"}]
["March",20,"2AM to 3AM",2,"March 20, 2019 2:00","2019-03-20T02:00:00",62.1,47.8,33.1,28.9,19.39,0.0729,0.19,13.78]
["March",20,"3AM to 4AM",3,"March 20, 2019 3:00","2019-03-20T03:00:00",{"v":61,"d":"61.0"},{"v":47,"d":"47.0"},{"v":32,"d":"32.0"},27.6,18.93,{"v":0.073,"d":"0.0730"},0.18,13.74]
["March",20,"4AM to 5AM",4,"March 20, 2019 4:00","2019-03-20T04:00:00",60.1,46.9,33.1,28.9,18.91,0.0732,0.19,13.72]
["March",20,"5AM to 6AM",5,"March 20, 2019 5:00","2019-03-20T05:00:00",60.1,46.9,33.1,28.9,18.91,0.0732,0.19,13.72]
["March",20,"6AM to 7AM",6,"March 20, 2019 6:00","2019-03-20T06:00:00",60.1,46.6,{"v":32,"d":"32.0"},27.6,18.72,0.0732,0.18,13.72]
["March",20,"7AM to 8AM",7,"March 20, 2019 7:00","2019-03-20T07:00:00",{"v":64,"d":"64.0"},48.4,{"v":32,"d":"32.0"},27.6,19.67,0.0726,0.18,13.82]
["March",20,"8AM to 9AM",8,"March 20, 2019 8:00","2019-03-20T08:00:00",69.1,51.5,35.1,31.2,21.46,0.0719,{"v":0.2,"d":"0.20"},13.97]
["March",20,"9AM to 10AM",9,"March 20, 2019 9:00","2019-03-20T09:00:00",{"v":68,"d":"68.0"},52.1,37.9,{"v":35,"d":"35.0"},21.79,{"v":0.072,"d":"0.0720"},0.23,13.95]
["March",20,"10AM to 11AM",10,"March 20, 2019 10:00","2019-03-20T10:00:00",66.9,50.3,{"v":34,"d":"34.0"},29.9,20.73,0.0722,{"v":0.2,"d":"0.20"},13.91]
["March",20,"11AM to 12PM",11,"March 20, 2019 11:00","2019-03-20T11:00:00",66.9,50.6,35.1,31.2,20.93,0.0722,{"v":0.2,"d":"0.20"},13.91]
["March",20,"12PM to 1PM",12,"March 20, 2019 12:00","2019-03-20T12:00:00",64.9,46.6,{"v":25,"d":"25.0"},19.9,18.69,0.0725,0.13,13.82]
["March",20,"1PM to 2PM",13,"March 20, 2019 13:00","2019-03-20T13:00:00",{"v":64,"d":"64.0"},45.3,21.9,17.2,18.05,0.0727,0.11,13.79]
["March",20,"2PM to 3PM",14,"March 20, 2019 14:00","2019-03-20T14:00:00",{"v":63,"d":"63.0"},43.5,{"v":16,"d":"16.0"},12.9,17.12,0.0729,0.08,13.75]
["March",20,"3PM to 4PM",15,"March 20, 2019 15:00","2019-03-20T15:00:00",{"v":64,"d":"64.0"},43.5,12.9,11.1,{"v":17.1,"d":"17.10"},0.0727,0.07,13.77]
["March",20,"4PM to 5PM",16,"March 20, 2019 16:00","2019-03-20T16:00:00",62.1,42.7,{"v":14,"d":"14.0"},11.7,16.72,{"v":0.073,"d":"0.0730"},0.08,13.72]
["March",20,"5PM to 6PM",17,"March 20, 2019 17:00","2019-03-20T17:00:00",{"v":61,"d":"61.0"},42.4,15.1,12.3,16.56,0.0731,0.08,{"v":13.7,"d":"13.70"}]
["March",20,"6PM to 7PM",18,"March 20, 2019 18:00","2019-03-20T18:00:00",{"v":59,"d":"59.0"},41.2,{"v":14,"d":"14.0"},11.7,15.98,0.0734,0.08,13.64]
["March",20,"7PM to 8PM",19,"March 20, 2019 19:00","2019-03-20T19:00:00",55.9,42.3,{"v":25,"d":"25.0"},19.9,16.52,0.0738,0.13,13.59]
["March",20,"8PM to 9PM",20,"March 20, 2019 20:00","2019-03-20T20:00:00",55.9,{"v":42,"d":"42.0"},24.1,19.1,16.39,0.0738,0.12,13.58]
["March",20,"9PM to 10PM",21,"March 20, 2019 21:00","2019-03-20T21:00:00",{"v":54,"d":"54.0"},41.3,{"v":25,"d":"25.0"},19.9,16.04,0.0741,0.13,13.53]
["March",20,"10PM to 11PM",22,"March 20, 2019 22:00","2019-03-20T22:00:00",{"v":54,"d":"54.0"},41.9,{"v":27,"d":"27.0"},21.9,16.34,0.0741,0.14,13.54]
["March",20,"11PM to 12AM",23,"March 20, 2019 23:00","2019-03-20T23:00:00",{"v":54,"d":"54.0"},{"v":41,"d":"41.0"},24.1,19.1,15.91,0.0741,0.12,13.53]
["March",21,"12AM to 1AM",0,"March 21, 2019 0:00","2019-03-21",{"v":52,"d":"52.0"},{"v":42,"d":"42.0"},{"v":30,"d":"30.0"},25.2,16.38,0.0743,0.16,{"v":13.5,"d":"13.50"}]
["March",21,"1AM to 2AM",1,"March 21, 2019 1:00","2019-03-21T01:00:00",{"v":50,"d":"50.0"},41.3,30.9,26.3,16.07,0.0746,0.17,13.45]
["March",21,"2AM to 3AM",2,"March 21, 2019 2:00","2019-03-21T02:00:00",48.9,41.2,{"v":32,"d":"32.0"},27.6,16.02,0.0748,0.18,13.43]
["March",21,"3AM to 4AM",3,"March 21, 2019 3:00","2019-03-21T03:00:00",48.9,40.8,30.9,26.3,15.81,0.0748,0.17,13.42]
["March",21,"4AM to 5AM",4,"March 21, 2019 4:00","2019-03-21T04:00:00",48.9,41.6,33.1,28.9,16.21,0.0748,0.19,13.43]
["March",21,"5AM to 6AM",5,"March 21, 2019 5:00","2019-03-21T05:00:00",{"v":48,"d":"48.0"},41.5,{"v":34,"d":"34.0"},29.9,16.16,0.0749,{"v":0.2,"d":"0.20"},13.41]
["March",21,"6AM to 7AM",6,"March 21, 2019 6:00","2019-03-21T06:00:00",46.9,41.4,35.1,31.2,{"v":16.1,"d":"16.10"},{"v":0.075,"d":"0.0750"},{"v":0.2,"d":"0.20"},13.38]
["March",21,"7AM to 8AM",7,"March 21, 2019 7:00","2019-03-21T07:00:00",{"v":48,"d":"48.0"},41.9,35.1,31.2,16.36,0.0749,{"v":0.2,"d":"0.20"},13.41]
["March",21,"8AM to 9AM",8,"March 21, 2019 8:00","2019-03-21T08:00:00",51.1,43.8,{"v":36,"d":"36.0"},32.4,17.28,0.0744,0.21,{"v":13.5,"d":"13.50"}]
["March",21,"9AM to 10AM",9,"March 21, 2019 9:00","2019-03-21T09:00:00",53.1,40.8,{"v":25,"d":"25.0"},19.9,15.82,0.0742,0.13,13.51]
["March",21,"10AM to 11AM",10,"March 21, 2019 10:00","2019-03-21T10:00:00",{"v":54,"d":"54.0"},40.7,{"v":23,"d":"23.0"},18.1,15.76,0.0741,0.12,13.53]
["March",21,"11AM to 12PM",11,"March 21, 2019 11:00","2019-03-21T11:00:00",{"v":57,"d":"57.0"},41.9,21.9,17.2,16.36,0.0737,0.11,13.61]
["March",21,"12PM to 1PM",12,"March 21, 2019 12:00","2019-03-21T12:00:00",57.9,{"v":43,"d":"43.0"},24.1,19.1,16.87,0.0735,0.12,13.64]
["March",21,"1PM to 2PM",13,"March 21, 2019 13:00","2019-03-21T13:00:00",57.9,43.6,26.1,20.9,17.16,0.0735,0.14,13.64]
["March",21,"2PM to 3PM",14,"March 21, 2019 14:00","2019-03-21T14:00:00",57.9,43.8,{"v":27,"d":"27.0"},21.9,{"v":17.3,"d":"17.30"},0.0735,0.14,13.65]
["March",21,"3PM to 4PM",15,"March 21, 2019 15:00","2019-03-21T15:00:00",{"v":59,"d":"59.0"},44.7,{"v":28,"d":"28.0"},{"v":23,"d":"23.0"},17.73,0.0734,0.15,13.68]
["March",21,"4PM to 5PM",16,"March 21, 2019 16:00","2019-03-21T16:00:00",{"v":59,"d":"59.0"},44.1,26.1,20.9,17.42,0.0734,0.14,13.67]
["March",21,"5PM to 6PM",17,"March 21, 2019 17:00","2019-03-21T17:00:00",{"v":59,"d":"59.0"},43.8,{"v":25,"d":"25.0"},19.9,17.26,0.0734,0.13,13.67]
["March",21,"6PM to 7PM",18,"March 21, 2019 18:00","2019-03-21T18:00:00",{"v":59,"d":"59.0"},43.5,24.1,19.1,17.13,0.0734,0.12,13.67]
["March",21,"7PM to 8PM",19,"March 21, 2019 19:00","2019-03-21T19:00:00",{"v":57,"d":"57.0"},42.8,{"v":25,"d":"25.0"},19.9,16.78,0.0737,0.13,13.62]
["March",21,"8PM to 9PM",20,"March 21, 2019 20:00","2019-03-21T20:00:00",55.9,42.9,{"v":27,"d":"27.0"},21.9,16.82,0.0738,0.14,13.59]
["March",21,"9PM to 10PM",21,"March 21, 2019 21:00","2019-03-21T21:00:00",{"v":54,"d":"54.0"},42.6,28.9,{"v":24,"d":"24.0"},16.67,0.0741,0.16,13.55]
["March",21,"10PM to 11PM",22,"March 21, 2019 22:00","2019-03-21T22:00:00",53.1,42.5,{"v":30,"d":"30.0"},25.2,16.64,0.0742,0.16,13.53]
["March",21,"11PM to 12AM",23,"March 21, 2019 23:00","2019-03-21T23:00:00",{"v":52,"d":"52.0"},{"v":42,"d":"42.0"},{"v":30,"d":"30.0"},25.2,16.38,0.0743,0.16,{"v":13.5,"d":"13.50"}]
["March",22,"12AM to 1AM",0,"March 22, 2019 0:00","2019-03-22",{"v":52,"d":"52.0"},{"v":42,"d":"42.0"},{"v":30,"d":"30.0"},25.2,16.38,0.0743,0.16,{"v":13.5,"d":"13.50"}]
["March",22,"1AM to 2AM",1,{"$f":"A1929&\" \"&B1929&\", \"&$D$5&\" \"&D1929&\":00\"","v":"March 22, 2019 1:00"},{"$f":"DATEVALUE(E1929)+TIMEVALUE(E1929)","v":"2019-03-22T01:00:00"},{"v":52,"d":"52.0"},{"v":42,"d":"42.0"},{"v":30,"d":"30.0"},25.2,16.38,0.0743,0.16,{"v":13.5,"d":"13.50"}]
["March",22,"2AM to 3AM",{"$f":"IF(D1929+1>23,0,D1929+1)","v":2},"March 22, 2019 2:00","2019-03-22T02:00:00",51.1,41.9,30.9,26.3,16.33,0.0745,0.17,13.48]
["March",22,"3AM to 4AM",3,"March 22, 2019 3:00","2019-03-22T03:00:00",{"v":50,"d":"50.0"},41.3,30.9,26.3,16.07,0.0746,0.17,13.45]
["March",22,"4AM to 5AM",4,"March 22, 2019 4:00","2019-03-22T04:00:00",{"v":50,"d":"50.0"},{"v":41,"d":"41.0"},{"v":30,"d":"30.0"},25.2,{"v":15.9,"d":"15.90"},0.0746,0.16,13.45]
["March",22,"5AM to 6AM",5,"March 22, 2019 5:00","2019-03-22T05:00:00",{"v":48,"d":"48.0"},39.2,{"v":28,"d":"28.0"},{"v":23,"d":"23.0"},15.08,0.0749,0.15,13.39]
["March",22,"6AM to 7AM",6,"March 22, 2019 6:00","2019-03-22T06:00:00",{"v":50,"d":"50.0"},{"v":41,"d":"41.0"},{"v":30,"d":"30.0"},25.2,{"v":15.9,"d":"15.90"},0.0746,0.16,13.45]
["March",22,"7AM to 8AM",7,"March 22, 2019 7:00","2019-03-22T07:00:00",53.1,41.4,{"v":27,"d":"27.0"},21.9,16.12,0.0742,0.14,13.52]
["March",22,"8AM to 9AM",8,"March 22, 2019 8:00","2019-03-22T08:00:00",{"v":55,"d":"55.0"},42.8,{"v":28,"d":"28.0"},{"v":23,"d":"23.0"},16.78,0.0739,0.15,13.57]
["March",22,"9AM to 10AM",9,"March 22, 2019 9:00","2019-03-22T09:00:00",57.9,44.8,{"v":30,"d":"30.0"},25.2,17.82,0.0735,0.16,13.66]
["March",22,"10AM to 11AM",10,"March 22, 2019 10:00","2019-03-22T10:00:00",62.1,46.8,{"v":30,"d":"30.0"},25.2,18.82,0.0729,0.16,13.76]
["March",22,"11AM to 12PM",11,"March 22, 2019 11:00","2019-03-22T11:00:00",{"v":63,"d":"63.0"},46.5,{"v":28,"d":"28.0"},{"v":23,"d":"23.0"},18.69,0.0728,0.15,13.78]
["March",22,"12PM to 1PM",12,"March 22, 2019 12:00","2019-03-22T12:00:00",{"v":64,"d":"64.0"},46.7,{"v":27,"d":"27.0"},21.9,18.77,0.0727,0.14,13.81]
["March",22,"1PM to 2PM",13,"March 22, 2019 13:00","2019-03-22T13:00:00",64.9,47.1,{"v":27,"d":"27.0"},21.9,18.99,0.0725,0.14,13.83]
["March",22,"2PM to 3PM",14,"March 22, 2019 14:00","2019-03-22T14:00:00",{"v":66,"d":"66.0"},47.6,{"v":27,"d":"27.0"},21.9,19.25,0.0724,0.14,13.86]
["March",22,"3PM to 4PM",15,"March 22, 2019 15:00","2019-03-22T15:00:00",66.9,48.6,28.9,{"v":24,"d":"24.0"},{"v":19.8,"d":"19.80"},0.0722,0.16,13.89]
["March",22,"4PM to 5PM",16,"March 22, 2019 16:00","2019-03-22T16:00:00",66.9,{"v":49,"d":"49.0"},{"v":30,"d":"30.0"},25.2,19.99,0.0722,0.16,13.89]
["March",22,"5PM to 6PM",17,"March 22, 2019 17:00","2019-03-22T17:00:00",{"v":66,"d":"66.0"},48.9,30.9,26.3,19.94,0.0724,0.17,13.87]
["March",22,"6PM to 7PM",18,"March 22, 2019 18:00","2019-03-22T18:00:00",{"v":66,"d":"66.0"},48.6,{"v":30,"d":"30.0"},25.2,19.78,0.0724,0.16,13.87]
["March",22,"7PM to 8PM",19,"March 22, 2019 19:00","2019-03-22T19:00:00",64.9,47.1,{"v":27,"d":"27.0"},21.9,18.99,0.0725,0.14,13.83]
["March",22,"8PM to 9PM",20,"March 22, 2019 20:00","2019-03-22T20:00:00",64.9,47.1,{"v":27,"d":"27.0"},21.9,18.99,0.0725,0.14,13.83]
["March",22,"9PM to 10PM",21,"March 22, 2019 21:00","2019-03-22T21:00:00",{"v":64,"d":"64.0"},46.7,{"v":27,"d":"27.0"},21.9,18.77,0.0727,0.14,13.81]
["March",22,"10PM to 11PM",22,"March 22, 2019 22:00","2019-03-22T22:00:00",{"v":63,"d":"63.0"},46.8,28.9,{"v":24,"d":"24.0"},18.84,0.0728,0.16,13.78]
["March",22,"11PM to 12AM",23,"March 22, 2019 23:00","2019-03-22T23:00:00",{"v":61,"d":"61.0"},46.6,30.9,26.3,18.72,0.0731,0.17,13.74]
["March",23,"12AM to 1AM",0,"March 23, 2019 0:00","2019-03-23",{"v":59,"d":"59.0"},45.4,{"v":30,"d":"30.0"},25.2,18.08,0.0733,0.16,13.68]
["March",23,"1AM to 2AM",1,"March 23, 2019 1:00","2019-03-23T01:00:00",57.9,45.6,{"v":32,"d":"32.0"},27.6,18.19,0.0735,0.18,13.66]
["March",23,"2AM to 3AM",2,"March 23, 2019 2:00","2019-03-23T02:00:00",55.9,{"v":45,"d":"45.0"},33.1,28.9,17.91,0.0738,0.19,13.61]
["March",23,"3AM to 4AM",3,"March 23, 2019 3:00","2019-03-23T03:00:00",{"v":55,"d":"55.0"},44.2,{"v":32,"d":"32.0"},27.6,{"v":17.5,"d":"17.50"},0.0739,0.18,13.59]
["March",23,"4AM to 5AM",4,"March 23, 2019 4:00","2019-03-23T04:00:00",{"v":54,"d":"54.0"},43.7,{"v":32,"d":"32.0"},27.6,17.24,{"v":0.074,"d":"0.0740"},0.18,13.56]
["March",23,"5AM to 6AM",5,"March 23, 2019 5:00","2019-03-23T05:00:00",{"v":54,"d":"54.0"},42.9,{"v":30,"d":"30.0"},25.2,16.86,0.0741,0.16,13.55]
["March",23,"6AM to 7AM",6,"March 23, 2019 6:00","2019-03-23T06:00:00",53.1,42.8,30.9,26.3,16.81,0.0742,0.17,13.53]
["March",23,"7AM to 8AM",7,"March 23, 2019 7:00","2019-03-23T07:00:00",55.9,44.6,{"v":32,"d":"32.0"},27.6,17.71,0.0738,0.18,13.61]
["March",23,"8AM to 9AM",8,"March 23, 2019 8:00","2019-03-23T08:00:00",57.9,45.9,33.1,28.9,18.38,0.0735,0.19,13.67]
["March",23,"9AM to 10AM",9,"March 23, 2019 9:00","2019-03-23T09:00:00",62.1,46.8,{"v":30,"d":"30.0"},25.2,18.82,0.0729,0.16,13.76]
["March",23,"10AM to 11AM",10,"March 23, 2019 10:00","2019-03-23T10:00:00",64.9,48.1,{"v":30,"d":"30.0"},25.2,19.51,0.0725,0.16,13.84]
["March",23,"11AM to 12PM",11,"March 23, 2019 11:00","2019-03-23T11:00:00",{"v":68,"d":"68.0"},48.8,{"v":28,"d":"28.0"},{"v":23,"d":"23.0"},19.91,0.0721,0.15,13.91]
["March",23,"12PM to 1PM",12,"March 23, 2019 12:00","2019-03-23T12:00:00",69.1,49.6,28.9,{"v":24,"d":"24.0"},20.32,0.0719,0.16,13.95]
["March",23,"1PM to 2PM",13,"March 23, 2019 13:00","2019-03-23T13:00:00",{"v":70,"d":"70.0"},{"v":50,"d":"50.0"},28.9,{"v":24,"d":"24.0"},20.54,0.0718,0.16,13.97]
["March",23,"2PM to 3PM",14,"March 23, 2019 14:00","2019-03-23T14:00:00",{"v":72,"d":"72.0"},51.1,{"v":30,"d":"30.0"},25.2,21.21,0.0716,0.16,14.03]
["March",23,"3PM to 4PM",15,"March 23, 2019 15:00","2019-03-23T15:00:00",{"v":73,"d":"73.0"},51.9,30.9,26.3,21.64,0.0714,0.17,14.06]
["March",23,"4PM to 5PM",16,"March 23, 2019 16:00","2019-03-23T16:00:00",{"v":73,"d":"73.0"},51.6,{"v":30,"d":"30.0"},25.2,21.47,0.0714,0.16,14.05]
["March",23,"5PM to 6PM",17,"March 23, 2019 17:00","2019-03-23T17:00:00",{"v":72,"d":"72.0"},51.1,{"v":30,"d":"30.0"},25.2,21.21,0.0716,0.16,14.03]
["March",23,"6PM to 7PM",18,"March 23, 2019 18:00","2019-03-23T18:00:00",{"v":70,"d":"70.0"},50.3,{"v":30,"d":"30.0"},25.2,20.73,0.0718,0.16,13.97]
["March",23,"7PM to 8PM",19,"March 23, 2019 19:00","2019-03-23T19:00:00",{"v":68,"d":"68.0"},49.4,{"v":30,"d":"30.0"},25.2,20.25,0.0721,0.16,13.92]
["March",23,"8PM to 9PM",20,"March 23, 2019 20:00","2019-03-23T20:00:00",{"v":66,"d":"66.0"},49.2,{"v":32,"d":"32.0"},27.6,20.15,0.0723,0.18,13.88]
["March",23,"9PM to 10PM",21,"March 23, 2019 21:00","2019-03-23T21:00:00",64.9,49.1,33.1,28.9,20.08,0.0725,0.19,13.85]
["March",23,"10PM to 11PM",22,"March 23, 2019 22:00","2019-03-23T22:00:00",{"v":63,"d":"63.0"},48.5,{"v":34,"d":"34.0"},29.9,19.77,0.0728,{"v":0.2,"d":"0.20"},{"v":13.8,"d":"13.80"}]
["March",23,"11PM to 12AM",23,"March 23, 2019 23:00","2019-03-23T23:00:00",60.1,47.6,35.1,31.2,19.28,0.0732,{"v":0.2,"d":"0.20"},13.73]
["March",24,"12AM to 1AM",0,"March 24, 2019 0:00","2019-03-24",{"v":57,"d":"57.0"},46.2,35.1,31.2,18.54,0.0736,{"v":0.2,"d":"0.20"},13.65]
["March",24,"1AM to 2AM",1,"March 24, 2019 1:00","2019-03-24T01:00:00",{"v":57,"d":"57.0"},{"v":47,"d":"47.0"},{"v":37,"d":"37.0"},33.8,18.94,0.0736,0.22,13.66]
["March",24,"2AM to 3AM",2,"March 24, 2019 2:00","2019-03-24T02:00:00",{"v":55,"d":"55.0"},45.3,35.1,31.2,18.06,0.0739,{"v":0.2,"d":"0.20"},{"v":13.6,"d":"13.60"}]
["March",24,"3AM to 4AM",3,"March 24, 2019 3:00","2019-03-24T03:00:00",{"v":54,"d":"54.0"},45.1,{"v":36,"d":"36.0"},32.4,17.98,{"v":0.074,"d":"0.0740"},0.21,13.57]
["March",24,"4AM to 5AM",4,"March 24, 2019 4:00","2019-03-24T04:00:00",{"v":54,"d":"54.0"},44.4,{"v":34,"d":"34.0"},29.9,17.59,{"v":0.074,"d":"0.0740"},{"v":0.2,"d":"0.20"},13.57]
["March",24,"5AM to 6AM",5,"March 24, 2019 5:00","2019-03-24T05:00:00",{"v":52,"d":"52.0"},44.2,{"v":36,"d":"36.0"},32.4,{"v":17.5,"d":"17.50"},0.0743,0.21,13.52]
["March",24,"6AM to 7AM",6,"March 24, 2019 6:00","2019-03-24T06:00:00",{"v":52,"d":"52.0"},44.6,{"v":37,"d":"37.0"},33.8,17.72,0.0743,0.22,13.53]
["March",24,"7AM to 8AM",7,"March 24, 2019 7:00","2019-03-24T07:00:00",55.9,45.7,35.1,31.2,18.28,0.0737,{"v":0.2,"d":"0.20"},13.62]
["March",24,"8AM to 9AM",8,"March 24, 2019 8:00","2019-03-24T08:00:00",62.1,48.8,{"v":36,"d":"36.0"},32.4,19.94,0.0729,0.21,13.79]
["March",24,"9AM to 10AM",9,"March 24, 2019 9:00","2019-03-24T09:00:00",66.9,51.3,{"v":37,"d":"37.0"},33.8,21.33,0.0722,0.22,13.92]
["March",24,"10AM to 11AM",10,"March 24, 2019 10:00","2019-03-24T10:00:00",71.1,52.7,{"v":36,"d":"36.0"},32.4,22.11,0.0716,0.21,14.03]
["March",24,"11AM to 12PM",11,"March 24, 2019 11:00","2019-03-24T11:00:00",73.9,53.8,{"v":36,"d":"36.0"},32.4,22.81,0.0712,0.21,{"v":14.1,"d":"14.10"}]
["March",24,"12PM to 1PM",12,"March 24, 2019 12:00","2019-03-24T12:00:00",73.9,53.2,{"v":34,"d":"34.0"},29.9,22.43,0.0713,{"v":0.2,"d":"0.20"},14.09]
["March",24,"1PM to 2PM",13,"March 24, 2019 13:00","2019-03-24T13:00:00",{"v":77,"d":"77.0"},54.4,{"v":34,"d":"34.0"},29.9,23.17,0.0709,{"v":0.2,"d":"0.20"},14.17]
["March",24,"2PM to 3PM",14,"March 24, 2019 14:00","2019-03-24T14:00:00",{"v":79,"d":"79.0"},55.2,{"v":34,"d":"34.0"},29.9,23.64,0.0706,{"v":0.2,"d":"0.20"},14.23]
["March",24,"3PM to 4PM",15,"March 24, 2019 15:00","2019-03-24T15:00:00",{"v":79,"d":"79.0"},55.2,{"v":34,"d":"34.0"},29.9,23.64,0.0706,{"v":0.2,"d":"0.20"},14.23]
["March",24,"4PM to 5PM",16,"March 24, 2019 16:00","2019-03-24T16:00:00",{"v":79,"d":"79.0"},55.2,{"v":34,"d":"34.0"},29.9,23.64,0.0706,{"v":0.2,"d":"0.20"},14.23]
["March",24,"5PM to 6PM",17,{"$f":"A1993&\" \"&B1993&\", \"&$D$5&\" \"&D1993&\":00\"","v":"March 24, 2019 17:00"},{"$f":"DATEVALUE(E1993)+TIMEVALUE(E1993)","v":"2019-03-24T17:00:00"},78.1,54.9,{"v":34,"d":"34.0"},29.9,23.43,0.0707,{"v":0.2,"d":"0.20"},{"v":14.2,"d":"14.20"}]
["March",24,"6PM to 7PM",{"$f":"IF(D1993+1>23,0,D1993+1)","v":18},"March 24, 2019 18:00","2019-03-24T18:00:00",75.9,{"v":54,"d":"54.0"},{"v":34,"d":"34.0"},29.9,{"v":22.9,"d":"22.90"},{"v":0.071,"d":"0.0710"},{"v":0.2,"d":"0.20"},14.15]
["March",24,"7PM to 8PM",19,"March 24, 2019 19:00","2019-03-24T19:00:00",{"v":73,"d":"73.0"},52.8,{"v":34,"d":"34.0"},29.9,22.21,0.0714,{"v":0.2,"d":"0.20"},14.07]
["March",24,"8PM to 9PM",20,"March 24, 2019 20:00","2019-03-24T20:00:00",69.1,51.2,{"v":34,"d":"34.0"},29.9,21.25,0.0719,{"v":0.2,"d":"0.20"},13.97]
["March",24,"9PM to 10PM",21,"March 24, 2019 21:00","2019-03-24T21:00:00",66.9,50.6,35.1,31.2,20.93,0.0722,{"v":0.2,"d":"0.20"},13.91]
["March",24,"10PM to 11PM",22,"March 24, 2019 22:00","2019-03-24T22:00:00",64.9,50.1,{"v":36,"d":"36.0"},32.4,20.63,0.0725,0.21,13.86]
["March",24,"11PM to 12AM",23,"March 24, 2019 23:00","2019-03-24T23:00:00",{"v":64,"d":"64.0"},50.1,{"v":37,"d":"37.0"},33.8,20.64,0.0726,0.22,13.84]
["March",25,"12AM to 1AM",0,"March 25, 2019 0:00","2019-03-25",62.1,49.6,37.9,{"v":35,"d":"35.0"},20.35,0.0728,0.23,{"v":13.8,"d":"13.80"}]
["March",25,"1AM to 2AM",1,"March 25, 2019 1:00","2019-03-25T01:00:00",{"v":59,"d":"59.0"},48.6,{"v":39,"d":"39.0"},36.6,19.84,0.0733,0.24,13.72]
["March",25,"5AM to 6AM",5,"March 25, 2019 5:00","2019-03-25T05:00:00",{"v":57,"d":"57.0"},46.6,{"v":36,"d":"36.0"},32.4,18.72,0.0736,0.21,13.65]
["March",25,"8AM to 9AM",8,"March 25, 2019 8:00","2019-03-25T08:00:00",64.9,50.1,{"v":36,"d":"36.0"},32.4,20.63,0.0725,0.21,13.86]
["March",25,"12PM to 1PM",12,"March 25, 2019 12:00","2019-03-25T12:00:00",78.1,55.5,{"v":36,"d":"36.0"},32.4,23.81,0.0707,0.21,14.21]
["March",25,"3PM to 4PM",15,"March 25, 2019 15:00","2019-03-25T15:00:00",{"v":81,"d":"81.0"},56.3,35.1,31.2,24.33,0.0703,{"v":0.2,"d":"0.20"},14.28]
["March",25,"6PM to 7PM",18,"March 25, 2019 18:00","2019-03-25T18:00:00",{"v":77,"d":"77.0"},54.8,35.1,31.2,23.37,0.0708,{"v":0.2,"d":"0.20"},14.18]
["March",25,"7PM to 8PM",19,"March 25, 2019 19:00","2019-03-25T19:00:00",73.9,53.8,{"v":36,"d":"36.0"},32.4,22.81,0.0712,0.21,{"v":14.1,"d":"14.10"}]
["March",25,"10PM to 11PM",22,"March 25, 2019 22:00","2019-03-25T22:00:00",69.1,51.8,{"v":36,"d":"36.0"},32.4,21.64,0.0719,0.21,13.97]
["March",26,"3AM to 4AM",3,"March 26, 2019 3:00","2019-03-26T03:00:00",{"v":59,"d":"59.0"},48.6,{"v":39,"d":"39.0"},36.6,19.84,0.0733,0.24,13.72]
["March",26,"6AM to 7AM",6,"March 26, 2019 6:00","2019-03-26T06:00:00",{"v":57,"d":"57.0"},46.6,{"v":36,"d":"36.0"},32.4,18.72,0.0736,0.21,13.65]
["March",26,"9AM to 10AM",9,"March 26, 2019 9:00","2019-03-26T09:00:00",{"v":70,"d":"70.0"},51.9,35.1,31.2,21.67,0.0718,{"v":0.2,"d":"0.20"},13.99]
["March",26,"1PM to 2PM",13,"March 26, 2019 13:00","2019-03-26T13:00:00",{"v":81,"d":"81.0"},{"v":56,"d":"56.0"},{"v":34,"d":"34.0"},29.9,24.12,0.0703,{"v":0.2,"d":"0.20"},14.28]
["March",26,"4PM to 5PM",16,"March 26, 2019 16:00","2019-03-26T16:00:00",82.9,57.3,{"v":36,"d":"36.0"},32.4,24.99,0.0701,0.21,14.34]
["March",26,"7PM to 8PM",19,"March 26, 2019 19:00","2019-03-26T19:00:00",78.1,54.6,33.1,28.9,23.26,0.0707,0.19,{"v":14.2,"d":"14.20"}]
["March",26,"11PM to 12AM",23,"March 26, 2019 23:00","2019-03-26T23:00:00",66.9,50.6,35.1,31.2,20.93,0.0722,{"v":0.2,"d":"0.20"},13.91]
["March",27,"12AM to 1AM",0,"March 27, 2019 0:00","2019-03-27",{"v":63,"d":"63.0"},49.2,{"v":36,"d":"36.0"},32.4,20.15,0.0727,0.21,13.81]
["March",27,"4AM to 5AM",4,"March 27, 2019 4:00","2019-03-27T04:00:00",57.9,47.7,37.9,{"v":35,"d":"35.0"},19.35,0.0734,0.23,13.69]
["March",27,"7AM to 8AM",7,"March 27, 2019 7:00","2019-03-27T07:00:00",{"v":61,"d":"61.0"},48.3,{"v":36,"d":"36.0"},32.4,19.67,{"v":0.073,"d":"0.0730"},0.21,13.76]
["March",27,"10AM to 11AM",{"$f":"IF(D2057+1>23,0,D2057+1)","v":10},"March 27, 2019 10:00","2019-03-27T10:00:00",73.9,53.8,{"v":36,"d":"36.0"},32.4,22.81,0.0712,0.21,{"v":14.1,"d":"14.10"}]
["March",27,"2PM to 3PM",14,"March 27, 2019 14:00","2019-03-27T14:00:00",80.1,55.4,33.1,28.9,23.74,0.0705,0.19,14.25]
["March",27,"5PM to 6PM",17,"March 27, 2019 17:00","2019-03-27T17:00:00",78.1,55.8,{"v":37,"d":"37.0"},33.8,24.04,0.0707,0.22,14.22]
["March",27,"6PM to 7PM",18,"March 27, 2019 18:00","2019-03-27T18:00:00",75.9,{"v":55,"d":"55.0"},{"v":37,"d":"37.0"},33.8,23.51,{"v":0.071,"d":"0.0710"},0.22,14.16]
["March",28,"12AM to 1AM",0,"March 28, 2019 0:00","2019-03-28",{"v":63,"d":"63.0"},56.9,53.1,62.6,24.86,0.0726,0.41,13.91]
["March",28,"1AM to 2AM",1,"March 28, 2019 1:00","2019-03-28T01:00:00",62.1,56.6,53.1,62.6,24.64,0.0727,0.41,13.88]
["March",28,"5AM to 6AM",5,"March 28, 2019 5:00","2019-03-28T05:00:00",{"v":59,"d":"59.0"},57.1,55.9,69.7,24.99,0.0731,0.45,13.82]
["March",28,"8AM to 9AM",8,"March 28, 2019 8:00","2019-03-28T08:00:00",{"v":59,"d":"59.0"},57.1,55.9,69.7,24.99,0.0731,0.45,13.82]
["March",28,"11AM to 12PM",11,"March 28, 2019 11:00","2019-03-28T11:00:00",62.1,57.1,{"v":54,"d":"54.0"},64.8,24.97,0.0727,0.42,13.89]
["March",28,"3PM to 4PM",15,"March 28, 2019 15:00","2019-03-28T15:00:00",{"v":70,"d":"70.0"},{"v":57,"d":"57.0"},{"v":48,"d":"48.0"},51.8,24.88,0.0717,0.34,14.06]
["March",28,"6PM to 7PM",18,"March 28, 2019 18:00","2019-03-28T18:00:00",69.1,57.1,48.9,53.6,24.94,0.0718,0.35,14.04]
["March",28,"9PM to 10PM",21,"March 28, 2019 21:00","2019-03-28T21:00:00",{"v":63,"d":"63.0"},55.9,51.1,58.2,24.16,0.0726,0.38,13.89]
["March",28,"11PM to 12AM",23,"March 28, 2019 23:00","2019-03-28T23:00:00",62.1,55.5,51.1,58.2,23.94,0.0727,0.38,13.87]
["March",29,"2AM to 3AM",2,"March 29, 2019 2:00","2019-03-29T02:00:00",{"v":59,"d":"59.0"},54.3,51.1,58.2,{"v":23.2,"d":"23.20"},0.0731,0.38,13.79]
["March",29,"6AM to 7AM",6,"March 29, 2019 6:00","2019-03-29T06:00:00",{"v":57,"d":"57.0"},53.5,51.1,58.2,22.71,0.0734,0.38,13.73]
["March",29,"9AM to 10AM",9,"March 29, 2019 9:00","2019-03-29T09:00:00",{"v":66,"d":"66.0"},54.6,{"v":46,"d":"46.0"},{"v":48,"d":"48.0"},23.33,0.0722,0.31,13.94]
["March",29,"12PM to 1PM",12,"March 29, 2019 12:00","2019-03-29T12:00:00",{"v":73,"d":"73.0"},56.5,44.1,44.5,24.49,0.0713,0.29,14.12]
["March",29,"4PM to 5PM",16,"March 29, 2019 16:00","2019-03-29T16:00:00",75.9,55.3,37.9,{"v":35,"d":"35.0"},23.71,{"v":0.071,"d":"0.0710"},0.23,14.16]
["March",29,"7PM to 8PM",19,"March 29, 2019 19:00","2019-03-29T19:00:00",{"v":72,"d":"72.0"},55.3,42.1,41.2,23.71,0.0715,0.27,14.08]
["March",29,"10PM to 11PM",22,"March 29, 2019 22:00","2019-03-29T22:00:00",69.1,54.1,42.1,41.2,23.01,0.0718,0.27,{"v":14,"d":"14.00"}]
["March",30,"12AM to 1AM",0,"March 30, 2019 0:00","2019-03-30",64.9,54.6,46.9,49.7,23.33,0.0724,0.32,13.92]
["March",30,"3AM to 4AM",3,"March 30, 2019 3:00","2019-03-30T03:00:00",62.1,52.5,{"v":45,"d":"45.0"},46.1,22.07,0.0728,{"v":0.3,"d":"0.30"},13.83]
["March",30,"7AM to 8AM",7,"March 30, 2019 7:00","2019-03-30T07:00:00",{"v":63,"d":"63.0"},52.9,{"v":45,"d":"45.0"},46.1,22.29,0.0727,{"v":0.3,"d":"0.30"},13.85]
["March",30,"10AM to 11AM",10,"March 30, 2019 10:00","2019-03-30T10:00:00",71.1,53.7,{"v":39,"d":"39.0"},36.6,22.77,0.0716,0.24,14.04]
["March",30,"2PM to 3PM",14,"March 30, 2019 14:00","2019-03-30T14:00:00",{"v":77,"d":"77.0"},{"v":55,"d":"55.0"},{"v":36,"d":"36.0"},32.4,23.55,0.0708,0.21,14.18]
["March",30,"5PM to 6PM",17,"March 30, 2019 17:00","2019-03-30T17:00:00",{"v":70,"d":"70.0"},54.5,42.1,41.2,23.23,0.0717,0.27,14.02]
["March",30,"7PM to 8PM",19,"March 30, 2019 19:00","2019-03-30T19:00:00",66.9,52.4,39.9,37.9,21.97,0.0722,0.25,13.93]
["March",30,"10PM to 11PM",22,"March 30, 2019 22:00","2019-03-30T22:00:00",{"v":63,"d":"63.0"},50.7,39.9,37.9,21.01,0.0727,0.25,13.83]
["March",31,"1AM to 2AM",1,"March 31, 2019 1:00","2019-03-31T01:00:00",60.1,45.2,{"v":28,"d":"28.0"},{"v":23,"d":"23.0"},{"v":18,"d":"18.00"},0.0732,0.15,13.71]
["March",31,"4AM to 5AM",4,"March 31, 2019 4:00","2019-03-31T04:00:00",{"v":55,"d":"55.0"},42.4,{"v":27,"d":"27.0"},21.9,{"v":16.6,"d":"16.60"},0.0739,0.14,13.57]
["March",31,"8AM to 9AM",8,"March 31, 2019 8:00","2019-03-31T08:00:00",57.9,45.6,{"v":32,"d":"32.0"},27.6,18.19,0.0735,0.18,13.66]
["March",31,"11AM to 12PM",11,"March 31, 2019 11:00","2019-03-31T11:00:00",{"v":61,"d":"61.0"},49.5,{"v":39,"d":"39.0"},36.6,20.32,{"v":0.073,"d":"0.0730"},0.24,13.77]
["March",31,"3PM to 4PM",15,"March 31, 2019 15:00","2019-03-31T15:00:00",{"v":57,"d":"57.0"},48.1,39.9,37.9,19.57,0.0735,0.25,13.67]
["March",31,"6PM to 7PM",18,"March 31, 2019 18:00","2019-03-31T18:00:00",{"v":57,"d":"57.0"},48.6,{"v":41,"d":"41.0"},39.5,19.82,0.0735,0.26,13.68]
["March",31,"8PM to 9PM",20,"March 31, 2019 20:00","2019-03-31T20:00:00",{"v":57,"d":"57.0"},49.1,42.1,41.2,20.09,0.0735,0.27,13.68]
["March",31,"11PM to 12AM",23,"March 31, 2019 23:00","2019-03-31T23:00:00",55.8,45.5,34.7,30.8,18.16,0.0738,{"v":0.2,"d":"0.20"},13.62]
["April",1,"2AM to 3AM",2,"April 1, 2019 2:00","2019-04-01T02:00:00",54.3,42.3,27.7,22.6,16.54,{"v":0.074,"d":"0.0740"},0.15,13.55]
["April",1,"6AM to 7AM",6,"April 1, 2019 6:00","2019-04-01T06:00:00",{"v":48,"d":"48.0"},{"v":40,"d":"40.0"},{"v":30,"d":"30.0"},25.2,15.43,0.0749,0.16,13.39]
["April",1,"9AM to 10AM",9,"April 1, 2019 9:00","2019-04-01T09:00:00",60.1,45.9,{"v":30,"d":"30.0"},25.2,18.34,0.0732,0.16,13.71]
["April",1,"12PM to 1PM",12,"April 1, 2019 12:00","2019-04-01T12:00:00",66.9,46.9,{"v":23,"d":"23.0"},18.1,18.89,0.0723,0.12,13.87]
["April",1,"4PM to 5PM",16,"April 1, 2019 16:00","2019-04-01T16:00:00",69.1,48.2,24.1,19.1,19.56,{"v":0.072,"d":"0.0720"},0.12,13.93]
["April",1,"5PM to 6PM",17,{"$f":"A2185&\" \"&B2185&\", \"&$D$5&\" \"&D2185&\":00\"","v":"April 1, 2019 17:00"},{"$f":"DATEVALUE(E2185)+TIMEVALUE(E2185)","v":"2019-04-01T17:00:00"},{"v":68,"d":"68.0"},47.9,{"v":25,"d":"25.0"},19.9,19.43,0.0721,0.13,{"v":13.9,"d":"13.90"}]
["April",1,"11PM to 12AM",23,"April 1, 2019 23:00","2019-04-01T23:00:00",{"v":61,"d":"61.0"},45.3,{"v":27,"d":"27.0"},21.9,18.04,0.0731,0.14,13.73]
["April",2,"12AM to 1AM",0,"April 2, 2019 0:00","2019-04-02",60.1,45.9,{"v":30,"d":"30.0"},25.2,18.34,0.0732,0.16,13.71]
["April",2,"3AM to 4AM",3,"April 2, 2019 3:00","2019-04-02T03:00:00",57.9,46.6,35.1,31.2,18.76,0.0735,{"v":0.2,"d":"0.20"},13.67]
["April",2,"7AM to 8AM",7,"April 2, 2019 7:00","2019-04-02T07:00:00",{"v":57,"d":"57.0"},47.3,37.9,{"v":35,"d":"35.0"},19.13,0.0736,0.23,13.66]
["April",2,"10AM to 11AM",10,"April 2, 2019 10:00","2019-04-02T10:00:00",60.1,49.1,{"v":39,"d":"39.0"},36.6,20.11,0.0731,0.24,13.75]
["April",2,"1PM to 2PM",13,"April 2, 2019 13:00","2019-04-02T13:00:00",57.9,50.4,44.1,44.5,20.82,0.0734,0.29,13.72]
["April",2,"5PM to 6PM",17,"April 2, 2019 17:00","2019-04-02T17:00:00",51.1,46.8,{"v":43,"d":"43.0"},42.7,18.87,0.0744,0.28,13.53]
["April",2,"6PM to 7PM",18,"April 2, 2019 18:00","2019-04-02T18:00:00",{"v":50,"d":"50.0"},45.4,{"v":41,"d":"41.0"},39.5,18.12,0.0745,0.26,13.49]
["April",3,"12AM to 1AM",0,"April 3, 2019 0:00","2019-04-03",44.1,41.6,{"v":39,"d":"39.0"},36.6,16.22,0.0754,0.24,13.32]
["April",3,"1AM to 2AM",1,"April 3, 2019 1:00","2019-04-03T01:00:00",{"v":43,"d":"43.0"},41.1,{"v":39,"d":"39.0"},36.6,15.96,0.0756,0.24,{"v":13.3,"d":"13.30"}]
["April",3,"4AM to 5AM",4,"April 3, 2019 4:00","2019-04-03T04:00:00",39.9,{"v":39,"d":"39.0"},37.9,{"v":35,"d":"35.0"},14.99,0.0761,0.23,13.21]
["April",3,"8AM to 9AM",8,"April 3, 2019 8:00","2019-04-03T08:00:00",{"v":48,"d":"48.0"},{"v":44,"d":"44.0"},39.9,37.9,17.39,0.0748,0.25,13.43]
["April",3,"11AM to 12PM",11,"April 3, 2019 11:00","2019-04-03T11:00:00",{"v":59,"d":"59.0"},47.9,{"v":37,"d":"37.0"},33.8,19.42,0.0733,0.22,13.71]
["April",3,"2PM to 3PM",14,"April 3, 2019 14:00","2019-04-03T14:00:00",{"v":66,"d":"66.0"},48.6,{"v":30,"d":"30.0"},25.2,19.78,0.0724,0.16,13.87]
["April",3,"7PM to 8PM",19,"April 3, 2019 19:00","2019-04-03T19:00:00",{"v":64,"d":"64.0"},{"v":47,"d":"47.0"},{"v":28,"d":"28.0"},{"v":23,"d":"23.0"},18.95,0.0726,0.15,13.81]
["April",3,"10PM to 11PM",22,"April 3, 2019 22:00","2019-04-03T22:00:00",55.9,45.7,35.1,31.2,18.28,0.0737,{"v":0.2,"d":"0.20"},13.62]
["April",3,"11PM to 12AM",23,"April 3, 2019 23:00","2019-04-03T23:00:00",{"v":54,"d":"54.0"},44.8,35.1,31.2,{"v":17.8,"d":"17.80"},{"v":0.074,"d":"0.0740"},{"v":0.2,"d":"0.20"},13.57]
["April",4,"2AM to 3AM",2,"April 4, 2019 2:00","2019-04-04T02:00:00",48.9,42.3,35.1,31.2,16.58,0.0748,{"v":0.2,"d":"0.20"},13.44]
["April",4,"5AM to 6AM",5,"April 4, 2019 5:00","2019-04-04T05:00:00",{"v":46,"d":"46.0"},40.5,{"v":34,"d":"34.0"},29.9,15.68,0.0752,{"v":0.2,"d":"0.20"},13.36]
["April",4,"9AM to 10AM",9,{"$f":"A2249&\" \"&B2249&\", \"&$D$5&\" \"&D2249&\":00\"","v":"April 4, 2019 9:00"},{"$f":"DATEVALUE(E2249)+TIMEVALUE(E2249)","v":"2019-04-04T09:00:00"},60.1,46.9,33.1,28.9,18.91,0.0732,0.19,13.72]
["April",4,"12PM to 1PM",12,"April 4, 2019 12:00","2019-04-04T12:00:00",69.1,48.4,{"v":25,"d":"25.0"},19.9,19.69,{"v":0.072,"d":"0.0720"},0.13,13.93]
["April",4,"3PM to 4PM",15,"April 4, 2019 15:00","2019-04-04T15:00:00",75.9,50.5,{"v":21,"d":"21.0"},16.5,{"v":20.8,"d":"20.80"},0.0711,0.11,{"v":14.1,"d":"14.10"}]
["April",4,"8PM to 9PM",20,"April 4, 2019 20:00","2019-04-04T20:00:00",{"v":68,"d":"68.0"},47.2,21.9,17.2,19.01,0.0721,0.11,{"v":13.9,"d":"13.90"}]
["April",4,"11PM to 12AM",23,"April 4, 2019 23:00","2019-04-04T23:00:00",{"v":61,"d":"61.0"},45.9,28.9,{"v":24,"d":"24.0"},18.37,0.0731,0.16,13.73]
["April",5,"12AM to 1AM",0,"April 5, 2019 0:00","2019-04-05",{"v":59,"d":"59.0"},{"v":45,"d":"45.0"},28.9,{"v":24,"d":"24.0"},17.89,0.0733,0.16,13.68]
["April",5,"3AM to 4AM",3,"April 5, 2019 3:00","2019-04-05T03:00:00",{"v":54,"d":"54.0"},43.3,30.9,26.3,17.03,0.0741,0.17,13.55]
["April",5,"6AM to 7AM",6,"April 5, 2019 6:00","2019-04-05T06:00:00",53.1,43.2,{"v":32,"d":"32.0"},27.6,17.02,0.0742,0.18,13.53]
["April",5,"10AM to 11AM",10,"April 5, 2019 10:00","2019-04-05T10:00:00",{"v":73,"d":"73.0"},52.6,33.1,28.9,22.04,0.0714,0.19,14.07]
["April",5,"1PM to 2PM",13,"April 5, 2019 13:00","2019-04-05T13:00:00",{"v":82,"d":"82.0"},55.2,{"v":30,"d":"30.0"},25.2,23.65,0.0702,0.16,14.29]
["April",5,"5PM to 6PM",17,"April 5, 2019 17:00","2019-04-05T17:00:00",{"v":84,"d":"84.0"},{"v":55,"d":"55.0"},26.1,20.9,23.46,{"v":0.07,"d":"0.0700"},0.14,14.33]
["April",5,"9PM to 10PM",21,"April 5, 2019 21:00","2019-04-05T21:00:00",{"v":73,"d":"73.0"},52.2,{"v":32,"d":"32.0"},27.6,21.85,0.0714,0.18,14.06]
["April",6,"12AM to 1AM",0,"April 6, 2019 0:00","2019-04-06",66.9,50.3,{"v":34,"d":"34.0"},29.9,20.73,0.0722,{"v":0.2,"d":"0.20"},13.91]
["April",6,"1AM to 2AM",1,"April 6, 2019 1:00","2019-04-06T01:00:00",66.9,50.3,{"v":34,"d":"34.0"},29.9,20.73,0.0722,{"v":0.2,"d":"0.20"},13.91]
["April",6,"4AM to 5AM",4,"April 6, 2019 4:00","2019-04-06T04:00:00",{"v":59,"d":"59.0"},47.5,{"v":36,"d":"36.0"},32.4,{"v":19.2,"d":"19.20"},0.0733,0.21,13.71]
["April",6,"7AM to 8AM",7,"April 6, 2019 7:00","2019-04-06T07:00:00",66.9,50.6,35.1,31.2,20.93,0.0722,{"v":0.2,"d":"0.20"},13.91]
["April",6,"11AM to 12PM",11,"April 6, 2019 11:00","2019-04-06T11:00:00",87.1,55.2,21.9,17.2,23.61,0.0696,0.11,{"v":14.4,"d":"14.40"}]
["April",6,"2PM to 3PM",14,"April 6, 2019 14:00","2019-04-06T14:00:00",91.9,56.5,{"v":19,"d":"19.0"},{"v":15,"d":"15.0"},24.43,{"v":0.069,"d":"0.0690"},{"v":0.1,"d":"0.10"},14.52]
["April",6,"6PM to 7PM",18,"April 6, 2019 18:00","2019-04-06T18:00:00",89.1,55.6,19.9,15.6,23.84,0.0694,{"v":0.1,"d":"0.10"},14.45]
["April",6,"10PM to 11PM",22,"April 6, 2019 22:00","2019-04-06T22:00:00",73.9,51.4,{"v":28,"d":"28.0"},{"v":23,"d":"23.0"},21.34,0.0713,0.15,14.07]
["April",7,"1AM to 2AM",1,{"$f":"A2313&\" \"&B2313&\", \"&$D$5&\" \"&D2313&\":00\"","v":"April 7, 2019 1:00"},{"$f":"DATEVALUE(E2313)+TIMEVALUE(E2313)","v":"2019-04-07T01:00:00"},{"v":66,"d":"66.0"},48.6,{"v":30,"d":"30.0"},25.2,19.78,0.0724,0.16,13.87]
["April",7,"2AM to 3AM",{"$f":"IF(D2313+1>23,0,D2313+1)","v":2},"April 7, 2019 2:00","2019-04-07T02:00:00",64.9,48.4,30.9,26.3,19.68,0.0725,0.17,13.84]
["April",7,"5AM to 6AM",5,"April 7, 2019 5:00","2019-04-07T05:00:00",{"v":63,"d":"63.0"},47.5,30.9,26.3,{"v":19.2,"d":"19.20"},0.0728,0.17,13.79]
["April",7,"8AM to 9AM",8,"April 7, 2019 8:00","2019-04-07T08:00:00",{"v":77,"d":"77.0"},53.2,{"v":30,"d":"30.0"},25.2,22.43,0.0709,0.16,14.16]
["April",7,"12PM to 1PM",12,"April 7, 2019 12:00","2019-04-07T12:00:00",89.1,57.9,{"v":30,"d":"30.0"},25.2,25.34,0.0693,0.16,14.48]
["April",7,"3PM to 4PM",15,"April 7, 2019 15:00","2019-04-07T15:00:00",96.1,58.5,{"v":21,"d":"21.0"},16.5,25.66,0.0685,0.11,14.63]
["April",7,"8PM to 9PM",20,"April 7, 2019 20:00","2019-04-07T20:00:00",{"v":84,"d":"84.0"},{"v":55,"d":"55.0"},26.1,20.9,23.46,{"v":0.07,"d":"0.0700"},0.14,14.33]
["April",7,"11PM to 12AM",23,"April 7, 2019 23:00","2019-04-07T23:00:00",{"v":77,"d":"77.0"},53.2,{"v":30,"d":"30.0"},25.2,22.43,0.0709,0.16,14.16]
["April",8,"2AM to 3AM",2,"April 8, 2019 2:00","2019-04-08T02:00:00",{"v":66,"d":"66.0"},48.6,{"v":30,"d":"30.0"},25.2,19.78,0.0724,0.16,13.87]
["April",8,"3AM to 4AM",3,"April 8, 2019 3:00","2019-04-08T03:00:00",{"v":64,"d":"64.0"},48.4,{"v":32,"d":"32.0"},27.6,19.67,0.0726,0.18,13.82]
["April",8,"6AM to 7AM",6,"April 8, 2019 6:00","2019-04-08T06:00:00",62.1,46.4,28.9,{"v":24,"d":"24.0"},18.63,0.0729,0.16,13.76]
["April",8,"10AM to 11AM",10,"April 8, 2019 10:00","2019-04-08T10:00:00",82.9,54.1,24.1,19.1,{"v":22.9,"d":"22.90"},0.0701,0.12,{"v":14.3,"d":"14.30"}]
["April",8,"1PM to 2PM",13,"April 8, 2019 13:00","2019-04-08T13:00:00",91.9,56.7,19.9,15.6,24.53,{"v":0.069,"d":"0.0690"},{"v":0.1,"d":"0.10"},14.52]
["April",8,"4PM to 5PM",16,"April 8, 2019 16:00","2019-04-08T16:00:00",{"v":93,"d":"93.0"},57.1,19.9,15.6,24.79,0.0689,{"v":0.1,"d":"0.10"},14.55]
["April",8,"9PM to 10PM",21,"April 8, 2019 21:00","2019-04-08T21:00:00",{"v":77,"d":"77.0"},52.1,26.1,20.9,21.76,0.0709,0.14,14.15]
["April",9,"12AM to 1AM",0,"April 9, 2019 0:00","2019-04-09",71.1,50.2,{"v":28,"d":"28.0"},{"v":23,"d":"23.0"},20.65,0.0717,0.15,{"v":14,"d":"14.00"}]
["April",9,"3AM to 4AM",3,"April 9, 2019 3:00","2019-04-09T03:00:00",{"v":64,"d":"64.0"},{"v":47,"d":"47.0"},{"v":28,"d":"28.0"},{"v":23,"d":"23.0"},18.95,0.0726,0.15,13.81]
["April",9,"4AM to 5AM",4,"April 9, 2019 4:00","2019-04-09T04:00:00",62.1,46.8,{"v":30,"d":"30.0"},25.2,18.82,0.0729,0.16,13.76]
["April",9,"7AM to 8AM",7,"April 9, 2019 7:00","2019-04-09T07:00:00",66.9,49.3,30.9,26.3,20.16,0.0722,0.17,{"v":13.9,"d":"13.90"}]
["April",9,"11AM to 12PM",11,"April 9, 2019 11:00","2019-04-09T11:00:00",87.1,54.8,19.9,15.6,23.36,0.0696,{"v":0.1,"d":"0.10"},14.39]
["April",9,"1PM to 2PM",13,"April 9, 2019 13:00","2019-04-09T13:00:00",{"v":91,"d":"91.0"},{"v":56,"d":"56.0"},{"v":18,"d":"18.0"},14.2,24.09,0.0691,0.09,14.49]
["April",9,"6PM to 7PM",{"$f":"IF(D2377+1>23,0,D2377+1)","v":18},"April 9, 2019 18:00","2019-04-09T18:00:00",87.1,53.3,{"v":10,"d":"10.0"},9.6,22.41,0.0697,0.06,14.37]
["April",9,"10PM to 11PM",22,"April 9, 2019 22:00","2019-04-09T22:00:00",71.1,48.5,21.9,17.2,19.74,0.0717,0.11,13.98]
["April",10,"1AM to 2AM",1,"April 10, 2019 1:00","2019-04-10T01:00:00",69.1,45.4,{"v":10,"d":"10.0"},9.6,18.08,{"v":0.072,"d":"0.0720"},0.06,{"v":13.9,"d":"13.90"}]
["April",10,"4AM to 5AM",4,"April 10, 2019 4:00","2019-04-10T04:00:00",60.1,{"v":43,"d":"43.0"},19.9,15.6,16.85,0.0732,{"v":0.1,"d":"0.10"},13.68]
["April",10,"5AM to 6AM",5,"April 10, 2019 5:00","2019-04-10T05:00:00",{"v":57,"d":"57.0"},42.2,{"v":23,"d":"23.0"},18.1,{"v":16.5,"d":"16.50"},0.0737,0.12,13.61]
["April",10,"8AM to 9AM",8,"April 10, 2019 8:00","2019-04-10T08:00:00",71.1,48.3,{"v":21,"d":"21.0"},16.5,19.63,0.0717,0.11,13.97]
["April",10,"12PM to 1PM",12,"April 10, 2019 12:00","2019-04-10T12:00:00",{"v":86,"d":"86.0"},53.9,17.1,13.6,22.78,0.0698,0.09,14.36]
["April",10,"2PM to 3PM",14,"April 10, 2019 14:00","2019-04-10T14:00:00",87.1,54.1,{"v":16,"d":"16.0"},12.9,22.93,0.0696,0.08,14.38]
["April",10,"7PM to 8PM",19,"April 10, 2019 19:00","2019-04-10T19:00:00",73.9,52.6,{"v":32,"d":"32.0"},27.6,22.07,0.0713,0.18,14.09]
["April",10,"11PM to 12AM",23,"April 10, 2019 23:00","2019-04-10T23:00:00",64.9,48.8,{"v":32,"d":"32.0"},27.6,19.89,0.0725,0.18,13.85]
["April",11,"2AM to 3AM",2,"April 11, 2019 2:00","2019-04-11T02:00:00",{"v":59,"d":"59.0"},45.4,{"v":30,"d":"30.0"},25.2,18.08,0.0733,0.16,13.68]
["April",11,"3AM to 4AM",3,"April 11, 2019 3:00","2019-04-11T03:00:00",57.9,45.6,{"v":32,"d":"32.0"},27.6,18.19,0.0735,0.18,13.66]
["April",11,"6AM to 7AM",6,"April 11, 2019 6:00","2019-04-11T06:00:00",{"v":55,"d":"55.0"},43.1,28.9,{"v":24,"d":"24.0"},16.93,0.0739,0.16,13.58]
["April",11,"9AM to 10AM",9,"April 11, 2019 9:00","2019-04-11T09:00:00",66.9,50.3,{"v":34,"d":"34.0"},29.9,20.73,0.0722,{"v":0.2,"d":"0.20"},13.91]
["April",11,"3PM to 4PM",15,"April 11, 2019 15:00","2019-04-11T15:00:00",80.1,54.1,28.9,{"v":24,"d":"24.0"},22.97,0.0705,0.16,14.24]
["April",11,"5PM to 6PM",17,"April 11, 2019 17:00","2019-04-11T17:00:00",78.1,53.3,28.9,{"v":24,"d":"24.0"},{"v":22.5,"d":"22.50"},0.0707,0.16,14.18]
["April",11,"8PM to 9PM",20,"April 11, 2019 20:00","2019-04-11T20:00:00",{"v":73,"d":"73.0"},51.9,30.9,26.3,21.64,0.0714,0.17,14.06]
["April",12,"12AM to 1AM",0,"April 12, 2019 0:00","2019-04-12",{"v":66,"d":"66.0"},49.2,{"v":32,"d":"32.0"},27.6,20.15,0.0723,0.18,13.88]
["April",12,"3AM to 4AM",3,"April 12, 2019 3:00","2019-04-12T03:00:00",{"v":61,"d":"61.0"},{"v":47,"d":"47.0"},{"v":32,"d":"32.0"},27.6,18.93,{"v":0.073,"d":"0.0730"},0.18,13.74]
["April",12,"4AM to 5AM",4,"April 12, 2019 4:00","2019-04-12T04:00:00",60.1,46.9,33.1,28.9,18.91,0.0732,0.19,13.72]
["April",12,"7AM to 8AM",7,"April 12, 2019 7:00","2019-04-12T07:00:00",{"v":64,"d":"64.0"},48.7,33.1,28.9,19.86,0.0726,0.19,13.83]
["April",12,"10AM to 11AM",{"$f":"IF(D2441+1>23,0,D2441+1)","v":10},"April 12, 2019 10:00","2019-04-12T10:00:00",{"v":77,"d":"77.0"},53.8,{"v":32,"d":"32.0"},27.6,22.81,0.0709,0.18,14.17]
["April",12,"4PM to 5PM",16,"April 12, 2019 16:00","2019-04-12T16:00:00",{"v":86,"d":"86.0"},53.9,17.1,13.6,22.78,0.0698,0.09,14.36]
["April",12,"6PM to 7PM",18,"April 12, 2019 18:00","2019-04-12T18:00:00",82.9,52.1,{"v":14,"d":"14.0"},11.7,21.75,0.0702,0.08,14.27]
["April",12,"10PM to 11PM",22,"April 12, 2019 22:00","2019-04-12T22:00:00",73.9,50.5,{"v":25,"d":"25.0"},19.9,20.86,0.0713,0.13,14.06]
["April",13,"1AM to 2AM",1,"April 13, 2019 1:00","2019-04-13T01:00:00",{"v":66,"d":"66.0"},47.9,{"v":28,"d":"28.0"},{"v":23,"d":"23.0"},19.43,0.0724,0.15,13.86]
["April",13,"4AM to 5AM",4,"April 13, 2019 4:00","2019-04-13T04:00:00",{"v":61,"d":"61.0"},45.9,28.9,{"v":24,"d":"24.0"},18.37,0.0731,0.16,13.73]
["April",13,"5AM to 6AM",5,"April 13, 2019 5:00","2019-04-13T05:00:00",{"v":61,"d":"61.0"},46.3,{"v":30,"d":"30.0"},25.2,18.56,0.0731,0.16,13.74]
["April",13,"8AM to 9AM",8,"April 13, 2019 8:00","2019-04-13T08:00:00",71.1,50.2,{"v":28,"d":"28.0"},{"v":23,"d":"23.0"},20.65,0.0717,0.15,{"v":14,"d":"14.00"}]
["April",13,"1PM to 2PM",13,"April 13, 2019 13:00","2019-04-13T13:00:00",{"v":88,"d":"88.0"},55.8,{"v":23,"d":"23.0"},18.1,23.97,0.0695,0.12,14.43]
["April",13,"4PM to 5PM",16,"April 13, 2019 16:00","2019-04-13T16:00:00",{"v":90,"d":"90.0"},{"v":57,"d":"57.0"},{"v":25,"d":"25.0"},19.9,24.73,0.0692,0.13,14.48]
["April",13,"7PM to 8PM",19,"April 13, 2019 19:00","2019-04-13T19:00:00",{"v":84,"d":"84.0"},53.8,{"v":21,"d":"21.0"},16.5,22.75,{"v":0.07,"d":"0.0700"},0.11,14.32]
["April",13,"11PM to 12AM",23,"April 13, 2019 23:00","2019-04-13T23:00:00",73.9,52.6,{"v":32,"d":"32.0"},27.6,22.07,0.0713,0.18,14.09]
["April",14,"2AM to 3AM",2,"April 14, 2019 2:00","2019-04-14T02:00:00",{"v":66,"d":"66.0"},49.9,{"v":34,"d":"34.0"},29.9,20.51,0.0723,{"v":0.2,"d":"0.20"},13.88]
["April",14,"5AM to 6AM",5,"April 14, 2019 5:00","2019-04-14T05:00:00",62.1,47.8,33.1,28.9,19.39,0.0729,0.19,13.78]
["April",14,"6AM to 7AM",6,"April 14, 2019 6:00","2019-04-14T06:00:00",{"v":63,"d":"63.0"},48.2,33.1,28.9,{"v":19.6,"d":"19.60"},0.0728,0.19,{"v":13.8,"d":"13.80"}]
["April",14,"9AM to 10AM",9,"April 14, 2019 9:00","2019-04-14T09:00:00",73.9,52.3,30.9,26.3,21.86,0.0713,0.17,14.08]
["April",14,"2PM to 3PM",14,"April 14, 2019 14:00","2019-04-14T14:00:00",82.9,56.2,{"v":32,"d":"32.0"},27.6,24.24,0.0701,0.18,14.32]
["April",14,"5PM to 6PM",17,"April 14, 2019 17:00","2019-04-14T17:00:00",82.9,55.9,30.9,26.3,24.03,0.0701,0.17,14.32]
["April",14,"8PM to 9PM",20,"April 14, 2019 20:00","2019-04-14T20:00:00",{"v":73,"d":"73.0"},54.5,{"v":39,"d":"39.0"},36.6,23.25,0.0713,0.24,14.09]
["April",15,"12AM to 1AM",0,"April 15, 2019 0:00","2019-04-15",{"v":64,"d":"64.0"},51.2,39.9,37.9,21.27,0.0726,0.25,13.86]
["April",15,"3AM to 4AM",3,"April 15, 2019 3:00","2019-04-15T03:00:00",{"v":59,"d":"59.0"},49.9,42.1,41.2,20.57,0.0732,0.27,13.73]
["April",15,"6AM to 7AM",6,"April 15, 2019 6:00","2019-04-15T06:00:00",57.9,49.9,{"v":43,"d":"43.0"},42.7,20.53,0.0734,0.28,13.71]
["April",15,"7AM to 8AM",7,"April 15, 2019 7:00","2019-04-15T07:00:00",{"v":64,"d":"64.0"},52.4,{"v":43,"d":"43.0"},42.7,22.02,0.0725,0.28,13.87]
["April",15,"11AM to 12PM",11,"April 15, 2019 11:00","2019-04-15T11:00:00",78.1,56.8,39.9,37.9,24.67,0.0707,0.25,14.23]
["April",15,"3PM to 4PM",15,"April 15, 2019 15:00","2019-04-15T15:00:00",87.1,{"v":54,"d":"54.0"},15.1,12.3,22.84,0.0697,0.08,14.38]
["April",15,"6PM to 7PM",18,"April 15, 2019 18:00","2019-04-15T18:00:00",{"v":79,"d":"79.0"},50.2,{"v":12,"d":"12.0"},10.6,20.62,0.0707,0.07,14.16]
["April",15,"9PM to 10PM",21,"April 15, 2019 21:00","2019-04-15T21:00:00",71.1,49.3,{"v":25,"d":"25.0"},19.9,20.17,0.0717,0.13,13.99]
["April",16,"1AM to 2AM",1,"April 16, 2019 1:00","2019-04-16T01:00:00",{"v":66,"d":"66.0"},48.2,28.9,{"v":24,"d":"24.0"},19.58,0.0724,0.16,13.87]
["April",16,"4AM to 5AM",4,"April 16, 2019 4:00","2019-04-16T04:00:00",{"v":59,"d":"59.0"},44.3,{"v":27,"d":"27.0"},21.9,17.56,0.0734,0.14,13.67]
["April",16,"7AM to 8AM",7,"April 16, 2019 7:00","2019-04-16T07:00:00",{"v":68,"d":"68.0"},50.7,{"v":34,"d":"34.0"},29.9,20.99,0.0721,{"v":0.2,"d":"0.20"},13.94]
["April",16,"8AM to 9AM",8,"April 16, 2019 8:00","2019-04-16T08:00:00",{"v":70,"d":"70.0"},51.3,33.1,28.9,{"v":21.3,"d":"21.30"},0.0718,0.19,13.99]
["April",16,"12PM to 1PM",12,"April 16, 2019 12:00","2019-04-16T12:00:00",{"v":81,"d":"81.0"},55.1,30.9,26.3,23.55,0.0704,0.17,14.27]
["April",16,"4PM to 5PM",16,"April 16, 2019 16:00","2019-04-16T16:00:00",84.9,56.1,28.9,{"v":24,"d":"24.0"},24.15,0.0699,0.16,14.36]
["April",16,"7PM to 8PM",19,"April 16, 2019 19:00","2019-04-16T19:00:00",{"v":81,"d":"81.0"},54.8,{"v":30,"d":"30.0"},25.2,23.38,0.0704,0.16,14.26]
["April",16,"10PM to 11PM",22,"April 16, 2019 22:00","2019-04-16T22:00:00",{"v":73,"d":"73.0"},52.6,33.1,28.9,22.04,0.0714,0.19,14.07]
["April",17,"2AM to 3AM",2,"April 17, 2019 2:00","2019-04-17T02:00:00",{"v":64,"d":"64.0"},49.7,{"v":36,"d":"36.0"},32.4,20.42,0.0726,0.21,13.84]
["April",17,"5AM to 6AM",5,"April 17, 2019 5:00","2019-04-17T05:00:00",{"v":61,"d":"61.0"},{"v":48,"d":"48.0"},35.1,31.2,{"v":19.5,"d":"19.50"},{"v":0.073,"d":"0.0730"},{"v":0.2,"d":"0.20"},13.76]
["April",17,"8AM to 9AM",8,"April 17, 2019 8:00","2019-04-17T08:00:00",{"v":72,"d":"72.0"},51.8,{"v":32,"d":"32.0"},27.6,21.59,0.0715,0.18,14.03]
["April",17,"9AM to 10AM",9,"April 17, 2019 9:00","2019-04-17T09:00:00",75.9,53.4,{"v":32,"d":"32.0"},27.6,22.55,{"v":0.071,"d":"0.0710"},0.18,14.14]
["April",17,"1PM to 2PM",13,"April 17, 2019 13:00","2019-04-17T13:00:00",{"v":90,"d":"90.0"},56.6,{"v":23,"d":"23.0"},18.1,24.44,0.0693,0.12,14.48]
["April",17,"5PM to 6PM",17,{"$f":"A2569&\" \"&B2569&\", \"&$D$5&\" \"&D2569&\":00\"","v":"April 17, 2019 17:00"},{"$f":"DATEVALUE(E2569)+TIMEVALUE(E2569)","v":"2019-04-17T17:00:00"},{"v":91,"d":"91.0"},57.6,26.1,20.9,25.15,0.0691,0.14,14.52]
["April",17,"8PM to 9PM",20,"April 17, 2019 20:00","2019-04-17T20:00:00",80.1,55.1,{"v":32,"d":"32.0"},27.6,23.55,0.0705,0.18,14.25]
["April",17,"11PM to 12AM",23,"April 17, 2019 23:00","2019-04-17T23:00:00",{"v":75,"d":"75.0"},51.8,{"v":28,"d":"28.0"},{"v":23,"d":"23.0"},{"v":21.6,"d":"21.60"},0.0712,0.15,{"v":14.1,"d":"14.10"}]
["April",18,"3AM to 4AM",3,"April 18, 2019 3:00","2019-04-18T03:00:00",{"v":64,"d":"64.0"},{"v":49,"d":"49.0"},{"v":34,"d":"34.0"},29.9,20.03,0.0726,{"v":0.2,"d":"0.20"},13.83]
["April",18,"6AM to 7AM",6,"April 18, 2019 6:00","2019-04-18T06:00:00",{"v":64,"d":"64.0"},{"v":48,"d":"48.0"},30.9,26.3,19.46,0.0726,0.17,13.82]
["April",18,"7AM to 8AM",7,"April 18, 2019 7:00","2019-04-18T07:00:00",69.1,50.2,30.9,26.3,20.68,0.0719,0.17,13.95]
["April",18,"10AM to 11AM",10,"April 18, 2019 10:00","2019-04-18T10:00:00",{"v":84,"d":"84.0"},56.9,33.1,28.9,{"v":24.7,"d":"24.70"},0.0699,0.19,14.36]
["April",18,"2PM to 3PM",14,"April 18, 2019 14:00","2019-04-18T14:00:00",{"v":91,"d":"91.0"},{"v":57,"d":"57.0"},{"v":23,"d":"23.0"},18.1,{"v":24.7,"d":"24.70"},0.0691,0.12,14.51]
["April",18,"6PM to 7PM",18,"April 18, 2019 18:00","2019-04-18T18:00:00",{"v":88,"d":"88.0"},{"v":57,"d":"57.0"},{"v":28,"d":"28.0"},{"v":23,"d":"23.0"},24.73,0.0695,0.15,14.44]
["April",18,"9PM to 10PM",21,"April 18, 2019 21:00","2019-04-18T21:00:00",80.1,55.1,{"v":32,"d":"32.0"},27.6,23.55,0.0705,0.18,14.25]
["April",19,"12AM to 1AM",0,"April 19, 2019 0:00","2019-04-19",{"v":75,"d":"75.0"},53.6,{"v":34,"d":"34.0"},29.9,22.69,0.0711,{"v":0.2,"d":"0.20"},14.12]
["April",19,"4AM to 5AM",4,"April 19, 2019 4:00","2019-04-19T04:00:00",{"v":64,"d":"64.0"},{"v":47,"d":"47.0"},{"v":28,"d":"28.0"},{"v":23,"d":"23.0"},18.95,0.0726,0.15,13.81]
["April",19,"7AM to 8AM",7,"April 19, 2019 7:00","2019-04-19T07:00:00",69.1,49.6,28.9,{"v":24,"d":"24.0"},20.32,0.0719,0.16,13.95]
["April",19,"11AM to 12PM",11,"April 19, 2019 11:00","2019-04-19T11:00:00",{"v":82,"d":"82.0"},55.5,30.9,26.3,23.81,0.0702,0.17,{"v":14.3,"d":"14.30"}]
["April",19,"12PM to 1PM",12,"April 19, 2019 12:00","2019-04-19T12:00:00",82.9,55.9,30.9,26.3,24.03,0.0701,0.17,14.32]
["April",19,"3PM to 4PM",15,"April 19, 2019 15:00","2019-04-19T15:00:00",{"v":84,"d":"84.0"},56.9,33.1,28.9,{"v":24.7,"d":"24.70"},0.0699,0.19,14.36]
["April",19,"7PM to 8PM",19,"April 19, 2019 19:00","2019-04-19T19:00:00",{"v":75,"d":"75.0"},47.9,8.1,8.7,19.37,0.0712,0.06,14.05]
["April",19,"10PM to 11PM",22,"April 19, 2019 22:00","2019-04-19T22:00:00",{"v":68,"d":"68.0"},45.5,{"v":14,"d":"14.0"},11.7,18.15,0.0722,0.08,13.88]
["April",20,"2AM to 3AM",2,"April 20, 2019 2:00","2019-04-20T02:00:00",{"v":61,"d":"61.0"},42.8,17.1,13.6,16.75,0.0731,0.09,{"v":13.7,"d":"13.70"}]
["April",20,"5AM to 6AM",5,"April 20, 2019 5:00","2019-04-20T05:00:00",57.9,41.2,17.1,13.6,16.02,0.0736,0.09,13.62]
["April",20,"8AM to 9AM",8,"April 20, 2019 8:00","2019-04-20T08:00:00",{"v":70,"d":"70.0"},48.3,{"v":23,"d":"23.0"},18.1,19.63,0.0719,0.12,13.95]
["April",20,"12PM to 1PM",12,"April 20, 2019 12:00","2019-04-20T12:00:00",{"v":82,"d":"82.0"},53.2,21.9,17.2,22.39,0.0703,0.11,14.27]
["April",20,"1PM to 2PM",13,"April 20, 2019 13:00","2019-04-20T13:00:00",{"v":84,"d":"84.0"},52.4,12.9,11.1,21.91,0.0701,0.07,{"v":14.3,"d":"14.30"}]
["April",20,"4PM to 5PM",16,"April 20, 2019 16:00","2019-04-20T16:00:00",84.9,51.5,1.9,6.3,21.38,{"v":0.07,"d":"0.0700"},0.04,14.31]
["April",20,"8PM to 9PM",20,"April 20, 2019 20:00","2019-04-20T20:00:00",73.9,47.2,6.1,7.9,18.98,0.0714,0.05,14.02]
["April",20,"11PM to 12AM",23,"April 20, 2019 23:00","2019-04-20T23:00:00",71.1,46.3,{"v":10,"d":"10.0"},9.6,18.56,0.0718,0.06,13.95]
["April",21,"3AM to 4AM",3,"April 21, 2019 3:00","2019-04-21T03:00:00",57.9,{"v":41,"d":"41.0"},{"v":16,"d":"16.0"},12.9,15.91,0.0736,0.08,13.62]
["April",21,"6AM to 7AM",6,"April 21, 2019 6:00","2019-04-21T06:00:00",57.9,40.8,15.1,12.3,15.82,0.0736,0.08,13.62]
["April",21,"9AM to 10AM",9,"April 21, 2019 9:00","2019-04-21T09:00:00",73.9,46.8,{"v":3,"d":"3.0"},6.7,{"v":18.8,"d":"18.80"},0.0714,0.04,14.02]
["April",21,"11AM to 12PM",11,"April 21, 2019 11:00","2019-04-21T11:00:00",{"v":82,"d":"82.0"},50.8,{"v":7,"d":"7.0"},8.2,20.98,0.0703,0.05,14.24]
["April",21,"2PM to 3PM",14,"April 21, 2019 14:00","2019-04-21T14:00:00",{"v":88,"d":"88.0"},52.4,{"v":-4,"d":"-4.0"},4.6,21.85,0.0696,0.03,14.38]
["April",21,"5PM to 6PM",17,"April 21, 2019 17:00","2019-04-21T17:00:00",87.1,52.7,{"v":5,"d":"5.0"},7.4,22.07,0.0697,0.05,14.37]
["April",21,"9PM to 10PM",21,"April 21, 2019 21:00","2019-04-21T21:00:00",{"v":75,"d":"75.0"},48.9,15.1,12.3,19.94,0.0712,0.08,14.07]
["April",22,"12AM to 1AM",0,"April 22, 2019 0:00","2019-04-22",64.9,45.1,{"v":19,"d":"19.0"},{"v":15,"d":"15.0"},17.92,0.0726,{"v":0.1,"d":"0.10"},13.81]
["April",22,"4AM to 5AM",4,"April 22, 2019 4:00","2019-04-22T04:00:00",62.1,44.4,21.9,17.2,17.57,{"v":0.073,"d":"0.0730"},0.11,13.74]
["April",22,"7AM to 8AM",7,"April 22, 2019 7:00","2019-04-22T07:00:00",66.9,46.7,21.9,17.2,18.75,0.0723,0.11,13.87]
["April",22,"10AM to 11AM",10,"April 22, 2019 10:00","2019-04-22T10:00:00",{"v":84,"d":"84.0"},52.3,{"v":12,"d":"12.0"},10.6,21.83,0.0701,0.07,{"v":14.3,"d":"14.30"}]
["April",22,"12PM to 1PM",12,"April 22, 2019 12:00","2019-04-22T12:00:00",{"v":91,"d":"91.0"},{"v":55,"d":"55.0"},10.9,10.1,23.44,0.0692,0.07,14.48]
["April",22,"3PM to 4PM",15,"April 22, 2019 15:00","2019-04-22T15:00:00",{"v":93,"d":"93.0"},55.5,{"v":9,"d":"9.0"},9.1,23.76,0.0689,0.06,14.53]
["April",22,"7PM to 8PM",19,"April 22, 2019 19:00","2019-04-22T19:00:00",87.1,54.1,{"v":16,"d":"16.0"},12.9,22.93,0.0696,0.08,14.38]
["April",22,"10PM to 11PM",22,"April 22, 2019 22:00","2019-04-22T22:00:00",{"v":79,"d":"79.0"},52.4,24.1,19.1,21.95,0.0707,0.12,14.19]
["April",23,"1AM to 2AM",1,{"$f":"A2697&\" \"&B2697&\", \"&$D$5&\" \"&D2697&\":00\"","v":"April 23, 2019 1:00"},{"$f":"DATEVALUE(E2697)+TIMEVALUE(E2697)","v":"2019-04-23T01:00:00"},73.9,51.1,{"v":27,"d":"27.0"},21.9,21.16,0.0713,0.14,14.07]
["April",23,"5AM to 6AM",5,"April 23, 2019 5:00","2019-04-23T05:00:00",71.1,48.1,19.9,15.6,{"v":19.5,"d":"19.50"},0.0717,{"v":0.1,"d":"0.10"},13.97]
["April",23,"7AM to 8AM",7,"April 23, 2019 7:00","2019-04-23T07:00:00",75.9,50.1,{"v":19,"d":"19.0"},{"v":15,"d":"15.0"},20.57,0.0711,{"v":0.1,"d":"0.10"},{"v":14.1,"d":"14.10"}]
["April",23,"12PM to 1PM",12,"April 23, 2019 12:00","2019-04-23T12:00:00",{"v":95,"d":"95.0"},57.5,{"v":18,"d":"18.0"},14.2,25.04,0.0686,0.09,{"v":14.6,"d":"14.60"}]
["April",23,"1PM to 2PM",13,"April 23, 2019 13:00","2019-04-23T13:00:00",93.9,57.7,{"v":21,"d":"21.0"},16.5,25.14,0.0688,0.11,14.58]
["April",23,"4PM to 5PM",16,"April 23, 2019 16:00","2019-04-23T16:00:00",{"v":95,"d":"95.0"},58.4,{"v":23,"d":"23.0"},18.1,25.66,0.0686,0.12,14.61]
["April",23,"8PM to 9PM",20,"April 23, 2019 20:00","2019-04-23T20:00:00",{"v":88,"d":"88.0"},58.1,{"v":32,"d":"32.0"},27.6,25.46,0.0694,0.18,14.46]
["April",23,"11PM to 12AM",23,"April 23, 2019 23:00","2019-04-23T23:00:00",82.9,57.9,37.9,{"v":35,"d":"35.0"},25.41,{"v":0.07,"d":"0.0700"},0.23,14.35]
["April",24,"2AM to 3AM",2,"April 24, 2019 2:00","2019-04-24T02:00:00",75.9,{"v":56,"d":"56.0"},39.9,37.9,24.15,0.0709,0.25,14.17]
["April",24,"6AM to 7AM",6,"April 24, 2019 6:00","2019-04-24T06:00:00",{"v":75,"d":"75.0"},56.4,42.1,41.2,24.45,{"v":0.071,"d":"0.0710"},0.27,14.16]
["April",24,"8AM to 9AM",8,"April 24, 2019 8:00","2019-04-24T08:00:00",82.9,61.3,46.9,49.7,27.71,{"v":0.07,"d":"0.0700"},0.32,{"v":14.4,"d":"14.40"}]
["April",24,"1PM to 2PM",13,"April 24, 2019 13:00","2019-04-24T13:00:00",89.1,63.3,46.9,49.7,{"v":29.2,"d":"29.20"},0.0692,0.32,14.56]
["April",24,"2PM to 3PM",14,"April 24, 2019 14:00","2019-04-24T14:00:00",89.1,{"v":63,"d":"63.0"},{"v":46,"d":"46.0"},{"v":48,"d":"48.0"},28.93,0.0692,0.31,14.55]
["April",24,"5PM to 6PM",17,"April 24, 2019 17:00","2019-04-24T17:00:00",89.1,61.5,42.1,41.2,27.86,0.0692,0.27,14.53]
["April",24,"9PM to 10PM",21,"April 24, 2019 21:00","2019-04-24T21:00:00",{"v":79,"d":"79.0"},{"v":59,"d":"59.0"},{"v":45,"d":"45.0"},46.1,26.18,0.0705,{"v":0.3,"d":"0.30"},14.28]
["April",25,"12AM to 1AM",0,"April 25, 2019 0:00","2019-04-25",{"v":75,"d":"75.0"},57.6,{"v":45,"d":"45.0"},46.1,25.21,{"v":0.071,"d":"0.0710"},{"v":0.3,"d":"0.30"},14.17]
["April",25,"3AM to 4AM",3,"April 25, 2019 3:00","2019-04-25T03:00:00",75.9,57.6,44.1,44.5,25.19,0.0709,0.29,14.19]
["April",25,"5AM to 6AM",5,"April 25, 2019 5:00","2019-04-25T05:00:00",69.1,54.9,44.1,44.5,23.53,0.0718,0.29,14.01]
["April",25,"11AM to 12PM",11,"April 25, 2019 11:00","2019-04-25T11:00:00",89.1,61.8,{"v":43,"d":"43.0"},42.7,28.09,0.0692,0.28,14.53]
["April",25,"12PM to 1PM",12,"April 25, 2019 12:00","2019-04-25T12:00:00",{"v":90,"d":"90.0"},62.2,{"v":43,"d":"43.0"},42.7,28.31,0.0691,0.28,14.56]
["April",25,"3PM to 4PM",15,"April 25, 2019 15:00","2019-04-25T15:00:00",93.9,62.2,{"v":39,"d":"39.0"},36.6,28.31,0.0686,0.24,14.64]
["April",25,"6PM to 7PM",{"$f":"IF(D2761+1>23,0,D2761+1)","v":18},"April 25, 2019 18:00","2019-04-25T18:00:00",{"v":91,"d":"91.0"},60.9,37.9,{"v":35,"d":"35.0"},27.37,{"v":0.069,"d":"0.0690"},0.23,14.56]
["April",25,"10PM to 11PM",22,"April 25, 2019 22:00","2019-04-25T22:00:00",{"v":82,"d":"82.0"},{"v":59,"d":"59.0"},42.1,41.2,26.16,0.0701,0.27,14.34]
["April",26,"1AM to 2AM",1,"April 26, 2019 1:00","2019-04-26T01:00:00",75.9,57.6,44.1,44.5,25.19,0.0709,0.29,14.19]
["April",26,"4AM to 5AM",4,"April 26, 2019 4:00","2019-04-26T04:00:00",71.1,54.5,{"v":41,"d":"41.0"},39.5,23.23,0.0716,0.26,14.05]
["April",26,"6AM to 7AM",6,"April 26, 2019 6:00","2019-04-26T06:00:00",{"v":73,"d":"73.0"},54.9,39.9,37.9,23.45,0.0713,0.25,{"v":14.1,"d":"14.10"}]
["April",26,"12PM to 1PM",12,"April 26, 2019 12:00","2019-04-26T12:00:00",93.9,61.6,{"v":37,"d":"37.0"},33.8,27.87,0.0687,0.22,14.63]
["April",26,"1PM to 2PM",13,"April 26, 2019 13:00","2019-04-26T13:00:00",96.1,62.3,{"v":37,"d":"37.0"},33.8,{"v":28.4,"d":"28.40"},0.0684,0.22,14.69]
["April",26,"4PM to 5PM",16,"April 26, 2019 16:00","2019-04-26T16:00:00",{"v":97,"d":"97.0"},63.2,{"v":39,"d":"39.0"},36.6,29.05,0.0683,0.24,14.72]
["April",26,"7PM to 8PM",19,"April 26, 2019 19:00","2019-04-26T19:00:00",91.9,60.9,{"v":37,"d":"37.0"},33.8,27.39,0.0689,0.22,14.58]
["April",26,"11PM to 12AM",23,"April 26, 2019 23:00","2019-04-26T23:00:00",{"v":82,"d":"82.0"},57.6,37.9,{"v":35,"d":"35.0"},25.19,0.0702,0.23,14.32]
["April",27,"2AM to 3AM",2,"April 27, 2019 2:00","2019-04-27T02:00:00",{"v":77,"d":"77.0"},55.7,37.9,{"v":35,"d":"35.0"},23.97,0.0708,0.23,14.19]
["April",27,"7AM to 8AM",7,"April 27, 2019 7:00","2019-04-27T07:00:00",75.9,{"v":56,"d":"56.0"},39.9,37.9,24.15,0.0709,0.25,14.17]
["April",27,"10AM to 11AM",10,"April 27, 2019 10:00","2019-04-27T10:00:00",{"v":88,"d":"88.0"},61.2,42.1,41.2,{"v":27.6,"d":"27.60"},0.0694,0.27,{"v":14.5,"d":"14.50"}]
["April",27,"1PM to 2PM",13,"April 27, 2019 13:00","2019-04-27T13:00:00",93.9,61.9,37.9,{"v":35,"d":"35.0"},28.07,0.0687,0.23,14.64]
["April",27,"2PM to 3PM",14,"April 27, 2019 14:00","2019-04-27T14:00:00",96.1,61.5,{"v":34,"d":"34.0"},29.9,27.78,0.0684,{"v":0.2,"d":"0.20"},14.68]
["April",27,"5PM to 6PM",17,"April 27, 2019 17:00","2019-04-27T17:00:00",{"v":91,"d":"91.0"},60.3,{"v":36,"d":"36.0"},32.4,26.95,{"v":0.069,"d":"0.0690"},0.21,14.55]
["April",27,"8PM to 9PM",20,"April 27, 2019 20:00","2019-04-27T20:00:00",{"v":84,"d":"84.0"},55.2,{"v":27,"d":"27.0"},21.9,{"v":23.6,"d":"23.60"},{"v":0.07,"d":"0.0700"},0.14,14.33]
["April",28,"12AM to 1AM",0,"April 28, 2019 0:00","2019-04-28",{"v":75,"d":"75.0"},53.4,33.1,28.9,22.52,0.0711,0.19,14.12]
["April",28,"3AM to 4AM",3,"April 28, 2019 3:00","2019-04-28T03:00:00",{"v":68,"d":"68.0"},50.7,{"v":34,"d":"34.0"},29.9,20.99,0.0721,{"v":0.2,"d":"0.20"},13.94]
["April",28,"8AM to 9AM",8,"April 28, 2019 8:00","2019-04-28T08:00:00",78.1,52.6,26.1,20.9,22.02,0.0708,0.14,14.17]
["April",28,"11AM to 12PM",11,"April 28, 2019 11:00","2019-04-28T11:00:00",84.9,56.9,{"v":32,"d":"32.0"},27.6,24.72,0.0698,0.18,14.38]
["April",28,"2PM to 3PM",14,"April 28, 2019 14:00","2019-04-28T14:00:00",{"v":91,"d":"91.0"},58.4,28.9,{"v":24,"d":"24.0"},25.63,0.0691,0.16,14.53]
["April",28,"3PM to 4PM",15,"April 28, 2019 15:00","2019-04-28T15:00:00",{"v":93,"d":"93.0"},59.6,30.9,26.3,26.47,0.0688,0.17,14.59]
["April",28,"6PM to 7PM",18,"April 28, 2019 18:00","2019-04-28T18:00:00",87.1,56.1,26.1,20.9,24.19,0.0696,0.14,14.41]
["April",28,"9PM to 10PM",21,"April 28, 2019 21:00","2019-04-28T21:00:00",{"v":79,"d":"79.0"},54.9,33.1,28.9,23.48,0.0706,0.19,14.22]
["April",29,"1AM to 2AM",1,"April 29, 2019 1:00","2019-04-29T01:00:00",{"v":72,"d":"72.0"},53.4,{"v":37,"d":"37.0"},33.8,22.55,0.0715,0.22,14.05]
["April",29,"5AM to 6AM",5,"April 29, 2019 5:00","2019-04-29T05:00:00",64.9,49.8,35.1,31.2,20.45,0.0725,{"v":0.2,"d":"0.20"},13.86]
["April",29,"9AM to 10AM",9,"April 29, 2019 9:00","2019-04-29T09:00:00",{"v":82,"d":"82.0"},56.4,{"v":34,"d":"34.0"},29.9,24.38,0.0702,{"v":0.2,"d":"0.20"},14.31]
["April",29,"12PM to 1PM",12,"April 29, 2019 12:00","2019-04-29T12:00:00",87.1,56.6,{"v":28,"d":"28.0"},{"v":23,"d":"23.0"},24.51,0.0696,0.15,14.42]
["April",29,"3PM to 4PM",15,"April 29, 2019 15:00","2019-04-29T15:00:00",91.9,58.2,{"v":27,"d":"27.0"},21.9,25.51,{"v":0.069,"d":"0.0690"},0.14,14.54]
["April",29,"4PM to 5PM",16,"April 29, 2019 16:00","2019-04-29T16:00:00",{"v":91,"d":"91.0"},58.4,28.9,{"v":24,"d":"24.0"},25.63,0.0691,0.16,14.53]
["April",29,"7PM to 8PM",19,"April 29, 2019 19:00","2019-04-29T19:00:00",87.1,56.1,26.1,20.9,24.19,0.0696,0.14,14.41]
["April",29,"11PM to 12AM",23,"April 29, 2019 23:00","2019-04-29T23:00:00",{"v":75,"d":"75.0"},53.6,{"v":34,"d":"34.0"},29.9,22.69,0.0711,{"v":0.2,"d":"0.20"},14.12]
["April",30,"2AM to 3AM",2,"April 30, 2019 2:00","2019-04-30T02:00:00",69.1,51.2,{"v":34,"d":"34.0"},29.9,21.25,0.0719,{"v":0.2,"d":"0.20"},13.97]
["April",30,"6AM to 7AM",6,"April 30, 2019 6:00","2019-04-30T06:00:00",66.9,{"v":50,"d":"50.0"},33.1,28.9,20.56,0.0722,0.19,{"v":13.9,"d":"13.90"}]
["April",30,"10AM to 11AM",10,"April 30, 2019 10:00","2019-04-30T10:00:00",{"v":84,"d":"84.0"},56.6,{"v":32,"d":"32.0"},27.6,{"v":24.5,"d":"24.50"},{"v":0.07,"d":"0.0700"},0.18,14.35]
["April",30,"1PM to 2PM",13,"April 30, 2019 13:00","2019-04-30T13:00:00",{"v":91,"d":"91.0"},58.6,{"v":30,"d":"30.0"},25.2,25.82,0.0691,0.16,14.53]
["April",30,"4PM to 5PM",16,"April 30, 2019 16:00","2019-04-30T16:00:00",{"v":90,"d":"90.0"},{"v":58,"d":"58.0"},28.9,{"v":24,"d":"24.0"},25.36,0.0692,0.16,{"v":14.5,"d":"14.50"}]
["April",30,"5PM to 6PM",17,"April 30, 2019 17:00","2019-04-30T17:00:00",{"v":90,"d":"90.0"},{"v":58,"d":"58.0"},28.9,{"v":24,"d":"24.0"},25.36,0.0692,0.16,{"v":14.5,"d":"14.50"}]
["April",30,"8PM to 9PM",20,"April 30, 2019 20:00","2019-04-30T20:00:00",{"v":84,"d":"84.0"},57.1,{"v":34,"d":"34.0"},29.9,24.86,0.0699,{"v":0.2,"d":"0.20"},14.36]
["May",1,"12AM to 1AM",0,"May 1, 2019 0:00","2019-05-01",78.3,{"v":52,"d":"52.0"},23.4,18.4,21.67,0.0708,0.12,14.17]
["May",1,"3AM to 4AM",3,"May 1, 2019 3:00","2019-05-01T03:00:00",73.9,48.4,15.1,12.3,19.68,0.0714,0.08,14.04]
["May",1,"7AM to 8AM",7,"May 1, 2019 7:00","2019-05-01T07:00:00",{"v":79,"d":"79.0"},51.2,{"v":18,"d":"18.0"},14.2,21.19,0.0707,0.09,14.18]
["May",1,"11AM to 12PM",11,"May 1, 2019 11:00","2019-05-01T11:00:00",87.1,56.9,28.9,{"v":24,"d":"24.0"},24.67,0.0696,0.16,14.42]
["May",1,"2PM to 3PM",14,"May 1, 2019 14:00","2019-05-01T14:00:00",89.1,56.6,{"v":25,"d":"25.0"},19.9,24.51,0.0694,0.13,14.46]
["May",1,"3PM to 4PM",15,"May 1, 2019 15:00","2019-05-01T15:00:00",{"v":90,"d":"90.0"},56.8,24.1,19.1,24.59,0.0692,0.12,14.48]
["May",1,"6PM to 7PM",18,"May 1, 2019 18:00","2019-05-01T18:00:00",{"v":88,"d":"88.0"},{"v":55,"d":"55.0"},{"v":19,"d":"19.0"},{"v":15,"d":"15.0"},23.47,0.0695,{"v":0.1,"d":"0.10"},14.42]
["May",1,"9PM to 10PM",21,"May 1, 2019 21:00","2019-05-01T21:00:00",{"v":77,"d":"77.0"},52.4,{"v":27,"d":"27.0"},21.9,{"v":21.9,"d":"21.90"},0.0709,0.14,14.15]
["May",2,"1AM to 2AM",1,"May 2, 2019 1:00","2019-05-02T01:00:00",71.1,50.2,{"v":28,"d":"28.0"},{"v":23,"d":"23.0"},20.65,0.0717,0.15,{"v":14,"d":"14.00"}]
["May",2,"4AM to 5AM",4,"May 2, 2019 4:00","2019-05-02T04:00:00",{"v":68,"d":"68.0"},48.5,{"v":27,"d":"27.0"},21.9,19.73,0.0721,0.14,13.91]
["May",2,"8AM to 9AM",8,"May 2, 2019 8:00","2019-05-02T08:00:00",{"v":82,"d":"82.0"},54.7,{"v":28,"d":"28.0"},{"v":23,"d":"23.0"},{"v":23.3,"d":"23.30"},0.0702,0.15,14.28]
["May",2,"12PM to 1PM",12,"May 2, 2019 12:00","2019-05-02T12:00:00",91.9,58.5,{"v":28,"d":"28.0"},{"v":23,"d":"23.0"},25.69,{"v":0.069,"d":"0.0690"},0.15,14.55]
["May",2,"3PM to 4PM",15,"May 2, 2019 15:00","2019-05-02T15:00:00",93.9,58.5,{"v":25,"d":"25.0"},19.9,25.68,0.0687,0.13,14.59]
["May",2,"4PM to 5PM",16,"May 2, 2019 16:00","2019-05-02T16:00:00",{"v":95,"d":"95.0"},58.2,21.9,17.2,25.52,0.0686,0.11,14.61]
["May",2,"7PM to 8PM",19,"May 2, 2019 19:00","2019-05-02T19:00:00",{"v":90,"d":"90.0"},57.7,{"v":28,"d":"28.0"},{"v":23,"d":"23.0"},25.21,0.0692,0.15,14.49]
["May",2,"10PM to 11PM",22,"May 2, 2019 22:00","2019-05-02T22:00:00",{"v":81,"d":"81.0"},53.7,26.1,20.9,22.72,0.0704,0.14,14.25]
["May",3,"1AM to 2AM",1,"May 3, 2019 1:00","2019-05-03T01:00:00",73.9,52.3,30.9,26.3,21.86,0.0713,0.17,14.08]
["May",3,"6AM to 7AM",6,"May 3, 2019 6:00","2019-05-03T06:00:00",{"v":70,"d":"70.0"},50.9,{"v":32,"d":"32.0"},27.6,21.11,0.0718,0.18,13.98]
["May",3,"9AM to 10AM",9,"May 3, 2019 9:00","2019-05-03T09:00:00",{"v":86,"d":"86.0"},57.6,33.1,28.9,25.18,0.0697,0.19,14.41]
["May",3,"1PM to 2PM",13,"May 3, 2019 13:00","2019-05-03T13:00:00",{"v":93,"d":"93.0"},61.3,{"v":37,"d":"37.0"},33.8,27.65,0.0688,0.22,14.61]
["May",3,"4PM to 5PM",16,"May 3, 2019 16:00","2019-05-03T16:00:00",91.9,59.8,33.1,28.9,26.61,0.0689,0.19,14.57]
["May",3,"5PM to 6PM",17,{"$f":"A2953&\" \"&B2953&\", \"&$D$5&\" \"&D2953&\":00\"","v":"May 3, 2019 17:00"},{"$f":"DATEVALUE(E2953)+TIMEVALUE(E2953)","v":"2019-05-03T17:00:00"},87.1,59.2,{"v":37,"d":"37.0"},33.8,26.22,0.0695,0.22,14.45]
["May",3,"8PM to 9PM",20,"May 3, 2019 20:00","2019-05-03T20:00:00",{"v":68,"d":"68.0"},59.9,{"v":55,"d":"55.0"},67.4,26.83,0.0718,0.44,14.06]
["May",3,"11PM to 12AM",23,"May 3, 2019 23:00","2019-05-03T23:00:00",{"v":68,"d":"68.0"},59.9,{"v":55,"d":"55.0"},67.4,26.83,0.0718,0.44,14.06]
["May",4,"2AM to 3AM",2,"May 4, 2019 2:00","2019-05-04T02:00:00",{"v":66,"d":"66.0"},59.7,55.9,69.7,{"v":26.7,"d":"26.70"},0.0721,0.45,14.01]
["May",4,"7AM to 8AM",7,"May 4, 2019 7:00","2019-05-04T07:00:00",{"v":61,"d":"61.0"},56.7,{"v":54,"d":"54.0"},64.8,24.71,0.0728,0.42,13.86]
["May",4,"11AM to 12PM",11,"May 4, 2019 11:00","2019-05-04T11:00:00",{"v":77,"d":"77.0"},58.8,{"v":46,"d":"46.0"},{"v":48,"d":"48.0"},{"v":26,"d":"26.00"},0.0707,0.31,14.23]
["May",4,"2PM to 3PM",14,"May 4, 2019 14:00","2019-05-04T14:00:00",{"v":82,"d":"82.0"},60.1,{"v":45,"d":"45.0"},46.1,26.92,0.0701,{"v":0.3,"d":"0.30"},14.36]
["May",4,"5PM to 6PM",17,"May 4, 2019 17:00","2019-05-04T17:00:00",60.1,55.8,53.1,62.6,24.16,{"v":0.073,"d":"0.0730"},0.41,13.83]
["May",4,"6PM to 7PM",18,"May 4, 2019 18:00","2019-05-04T18:00:00",{"v":63,"d":"63.0"},55.9,51.1,58.2,24.16,0.0726,0.38,13.89]
["May",4,"9PM to 10PM",21,"May 4, 2019 21:00","2019-05-04T21:00:00",62.1,55.5,51.1,58.2,23.94,0.0727,0.38,13.87]
["May",5,"3AM to 4AM",3,"May 5, 2019 3:00","2019-05-05T03:00:00",60.1,55.2,{"v":52,"d":"52.0"},60.2,23.77,{"v":0.073,"d":"0.0730"},0.39,13.82]
["May",5,"5AM to 6AM",5,"May 5, 2019 5:00","2019-05-05T05:00:00",{"v":59,"d":"59.0"},54.8,{"v":52,"d":"52.0"},60.2,23.51,0.0731,0.39,13.79]
["May",5,"8AM to 9AM",8,"May 5, 2019 8:00","2019-05-05T08:00:00",64.9,56.1,{"v":50,"d":"50.0"},55.8,24.28,0.0723,0.36,13.94]
["May",5,"12PM to 1PM",12,"May 5, 2019 12:00","2019-05-05T12:00:00",71.1,57.9,48.9,53.6,25.43,0.0715,0.35,14.09]
["May",5,"3PM to 4PM",15,"May 5, 2019 15:00","2019-05-05T15:00:00",75.9,57.9,{"v":45,"d":"45.0"},46.1,25.43,0.0709,{"v":0.3,"d":"0.30"},{"v":14.2,"d":"14.20"}]
["May",5,"6PM to 7PM",18,"May 5, 2019 18:00","2019-05-05T18:00:00",{"v":75,"d":"75.0"},57.6,{"v":45,"d":"45.0"},46.1,25.21,{"v":0.071,"d":"0.0710"},{"v":0.3,"d":"0.30"},14.17]
["May",5,"7PM to 8PM",19,"May 5, 2019 19:00","2019-05-05T19:00:00",73.9,57.6,{"v":46,"d":"46.0"},{"v":48,"d":"48.0"},25.26,0.0711,0.31,14.15]
["May",5,"10PM to 11PM",22,"May 5, 2019 22:00","2019-05-05T22:00:00",{"v":70,"d":"70.0"},57.5,48.9,53.6,25.16,0.0716,0.35,14.06]
["May",6,"4AM to 5AM",4,"May 6, 2019 4:00","2019-05-06T04:00:00",{"v":64,"d":"64.0"},53.8,{"v":46,"d":"46.0"},{"v":48,"d":"48.0"},22.85,0.0725,0.31,13.89]
["May",6,"6AM to 7AM",6,"May 6, 2019 6:00","2019-05-06T06:00:00",{"v":63,"d":"63.0"},55.3,{"v":50,"d":"50.0"},55.8,{"v":23.8,"d":"23.80"},0.0726,0.36,13.88]
["May",6,"9AM to 10AM",9,{"$f":"A3017&\" \"&B3017&\", \"&$D$5&\" \"&D3017&\":00\"","v":"May 6, 2019 9:00"},{"$f":"DATEVALUE(E3017)+TIMEVALUE(E3017)","v":"2019-05-06T09:00:00"},69.1,57.7,{"v":50,"d":"50.0"},55.8,25.29,0.0718,0.36,14.05]
["May",6,"1PM to 2PM",13,"May 6, 2019 13:00","2019-05-06T13:00:00",78.1,57.6,42.1,41.2,{"v":25.2,"d":"25.20"},0.0706,0.27,14.24]
["May",6,"4PM to 5PM",16,"May 6, 2019 16:00","2019-05-06T16:00:00",{"v":82,"d":"82.0"},55.8,{"v":32,"d":"32.0"},27.6,24.02,0.0702,0.18,{"v":14.3,"d":"14.30"}]
["May",6,"7PM to 8PM",19,"May 6, 2019 19:00","2019-05-06T19:00:00",75.9,{"v":54,"d":"54.0"},{"v":34,"d":"34.0"},29.9,{"v":22.9,"d":"22.90"},{"v":0.071,"d":"0.0710"},{"v":0.2,"d":"0.20"},14.15]
["May",6,"8PM to 9PM",20,"May 6, 2019 20:00","2019-05-06T20:00:00",{"v":75,"d":"75.0"},54.9,37.9,{"v":35,"d":"35.0"},23.49,0.0711,0.23,14.14]
["May",7,"1AM to 2AM",1,"May 7, 2019 1:00","2019-05-07T01:00:00",{"v":64,"d":"64.0"},53.8,{"v":46,"d":"46.0"},{"v":48,"d":"48.0"},22.85,0.0725,0.31,13.89]
["May",7,"4AM to 5AM",4,"May 7, 2019 4:00","2019-05-07T04:00:00",62.1,53.4,46.9,49.7,22.63,0.0728,0.32,13.84]
["May",7,"7AM to 8AM",7,"May 7, 2019 7:00","2019-05-07T07:00:00",64.9,53.7,{"v":45,"d":"45.0"},46.1,22.77,0.0724,{"v":0.3,"d":"0.30"},13.91]
["May",7,"10AM to 11AM",10,"May 7, 2019 10:00","2019-05-07T10:00:00",{"v":75,"d":"75.0"},56.8,{"v":43,"d":"43.0"},42.7,24.68,{"v":0.071,"d":"0.0710"},0.28,14.16]
["May",7,"2PM to 3PM",14,"May 7, 2019 14:00","2019-05-07T14:00:00",{"v":79,"d":"79.0"},56.8,{"v":39,"d":"39.0"},36.6,24.69,0.0706,0.24,14.25]
["May",7,"5PM to 6PM",17,"May 7, 2019 17:00","2019-05-07T17:00:00",{"v":72,"d":"72.0"},56.1,44.1,44.5,24.23,0.0714,0.29,14.09]
["May",7,"8PM to 9PM",20,"May 7, 2019 20:00","2019-05-07T20:00:00",66.9,53.6,{"v":43,"d":"43.0"},42.7,22.72,0.0721,0.28,13.95]
["May",7,"9PM to 10PM",21,"May 7, 2019 21:00","2019-05-07T21:00:00",{"v":64,"d":"64.0"},55.2,48.9,53.6,23.72,0.0725,0.35,13.91]
["May",8,"2AM to 3AM",2,"May 8, 2019 2:00","2019-05-08T02:00:00",60.1,53.6,48.9,53.6,22.75,{"v":0.073,"d":"0.0730"},0.35,{"v":13.8,"d":"13.80"}]
["May",8,"5AM to 6AM",5,"May 8, 2019 5:00","2019-05-08T05:00:00",57.9,53.3,{"v":50,"d":"50.0"},55.8,22.57,0.0733,0.36,13.75]
["May",8,"8AM to 9AM",8,"May 8, 2019 8:00","2019-05-08T08:00:00",62.1,{"v":54,"d":"54.0"},{"v":48,"d":"48.0"},51.8,22.96,0.0727,0.34,13.85]
["May",8,"11AM to 12PM",11,"May 8, 2019 11:00","2019-05-08T11:00:00",69.1,56.2,46.9,49.7,24.34,0.0718,0.32,14.03]
["May",8,"3PM to 4PM",15,"May 8, 2019 15:00","2019-05-08T15:00:00",{"v":77,"d":"77.0"},{"v":58,"d":"58.0"},44.1,44.5,25.45,0.0708,0.29,14.22]
["May",8,"6PM to 7PM",18,"May 8, 2019 18:00","2019-05-08T18:00:00",{"v":75,"d":"75.0"},57.2,44.1,44.5,24.97,{"v":0.071,"d":"0.0710"},0.29,14.17]
["May",8,"7PM to 8PM",19,"May 8, 2019 19:00","2019-05-08T19:00:00",73.9,56.8,44.1,44.5,24.71,0.0712,0.29,14.14]
["May",8,"11PM to 12AM",23,"May 8, 2019 23:00","2019-05-08T23:00:00",{"v":68,"d":"68.0"},56.3,{"v":48,"d":"48.0"},51.8,{"v":24.4,"d":"24.40"},0.0719,0.34,14.01]
["May",9,"2AM to 3AM",{"$f":"IF(D3081+1>23,0,D3081+1)","v":2},"May 9, 2019 2:00","2019-05-09T02:00:00",{"v":63,"d":"63.0"},54.8,48.9,53.6,23.45,0.0726,0.35,13.88]
["May",9,"6AM to 7AM",6,"May 9, 2019 6:00","2019-05-09T06:00:00",{"v":63,"d":"63.0"},53.8,46.9,49.7,22.85,0.0726,0.32,13.87]
["May",9,"9AM to 10AM",9,"May 9, 2019 9:00","2019-05-09T09:00:00",{"v":75,"d":"75.0"},57.2,44.1,44.5,24.97,{"v":0.071,"d":"0.0710"},0.29,14.17]
["May",9,"12PM to 1PM",12,"May 9, 2019 12:00","2019-05-09T12:00:00",82.9,57.9,37.9,{"v":35,"d":"35.0"},25.41,{"v":0.07,"d":"0.0700"},0.23,14.35]
["May",9,"4PM to 5PM",16,"May 9, 2019 16:00","2019-05-09T16:00:00",87.1,58.6,35.1,31.2,25.81,0.0695,{"v":0.2,"d":"0.20"},14.44]
["May",9,"7PM to 8PM",19,"May 9, 2019 19:00","2019-05-09T19:00:00",82.9,57.1,35.1,31.2,24.81,0.0701,{"v":0.2,"d":"0.20"},14.34]
["May",9,"8PM to 9PM",20,"May 9, 2019 20:00","2019-05-09T20:00:00",{"v":81,"d":"81.0"},57.6,{"v":39,"d":"39.0"},36.6,25.17,0.0703,0.24,{"v":14.3,"d":"14.30"}]
["May",10,"12AM to 1AM",0,"May 10, 2019 0:00","2019-05-10",{"v":72,"d":"72.0"},57.8,{"v":48,"d":"48.0"},51.8,25.36,0.0714,0.34,14.11]
["May",10,"3AM to 4AM",3,"May 10, 2019 3:00","2019-05-10T03:00:00",64.9,54.6,46.9,49.7,23.33,0.0724,0.32,13.92]
["May",10,"7AM to 8AM",7,"May 10, 2019 7:00","2019-05-10T07:00:00",{"v":73,"d":"73.0"},56.5,44.1,44.5,24.49,0.0713,0.29,14.12]
["May",10,"10AM to 11AM",10,"May 10, 2019 10:00","2019-05-10T10:00:00",{"v":84,"d":"84.0"},59.8,42.1,41.2,26.64,0.0699,0.27,{"v":14.4,"d":"14.40"}]
["May",10,"1PM to 2PM",13,"May 10, 2019 13:00","2019-05-10T13:00:00",93.9,61.6,{"v":37,"d":"37.0"},33.8,27.87,0.0687,0.22,14.63]
["May",10,"5PM to 6PM",17,"May 10, 2019 17:00","2019-05-10T17:00:00",{"v":93,"d":"93.0"},59.1,28.9,{"v":24,"d":"24.0"},{"v":26.1,"d":"26.10"},0.0688,0.16,14.58]
["May",10,"8PM to 9PM",20,"May 10, 2019 20:00","2019-05-10T20:00:00",82.9,{"v":59,"d":"59.0"},{"v":41,"d":"41.0"},39.5,26.11,{"v":0.07,"d":"0.0700"},0.26,14.36]
["May",10,"9PM to 10PM",21,"May 10, 2019 21:00","2019-05-10T21:00:00",{"v":82,"d":"82.0"},{"v":58,"d":"58.0"},{"v":39,"d":"39.0"},36.6,25.43,0.0702,0.24,14.33]
["May",11,"1AM to 2AM",1,"May 11, 2019 1:00","2019-05-11T01:00:00",73.9,54.9,{"v":39,"d":"39.0"},36.6,23.47,0.0712,0.24,14.11]
["May",11,"4AM to 5AM",4,"May 11, 2019 4:00","2019-05-11T04:00:00",69.1,54.1,42.1,41.2,23.01,0.0718,0.27,{"v":14,"d":"14.00"}]
["May",11,"8AM to 9AM",8,"May 11, 2019 8:00","2019-05-11T08:00:00",80.1,57.2,{"v":39,"d":"39.0"},36.6,24.95,0.0704,0.24,14.28]
["May",11,"11AM to 12PM",11,"May 11, 2019 11:00","2019-05-11T11:00:00",89.1,59.6,{"v":36,"d":"36.0"},32.4,26.47,0.0693,0.21,{"v":14.5,"d":"14.50"}]
["May",11,"3PM to 4PM",15,"May 11, 2019 15:00","2019-05-11T15:00:00",98.1,60.9,28.9,{"v":24,"d":"24.0"},27.32,0.0682,0.16,14.71]
["May",11,"6PM to 7PM",{"$f":"IF(D3145+1>23,0,D3145+1)","v":18},"May 11, 2019 18:00","2019-05-11T18:00:00",93.9,58.9,{"v":27,"d":"27.0"},21.9,25.99,0.0687,0.14,14.59]
["May",11,"9PM to 10PM",21,"May 11, 2019 21:00","2019-05-11T21:00:00",{"v":84,"d":"84.0"},58.3,37.9,{"v":35,"d":"35.0"},25.67,0.0699,0.23,14.38]
["May",11,"10PM to 11PM",22,"May 11, 2019 22:00","2019-05-11T22:00:00",82.9,{"v":59,"d":"59.0"},{"v":41,"d":"41.0"},39.5,26.11,{"v":0.07,"d":"0.0700"},0.26,14.36]
["May",12,"2AM to 3AM",2,"May 12, 2019 2:00","2019-05-12T02:00:00",73.9,55.2,39.9,37.9,23.67,0.0712,0.25,14.12]
["May",12,"5AM to 6AM",5,"May 12, 2019 5:00","2019-05-12T05:00:00",{"v":68,"d":"68.0"},53.7,42.1,41.2,22.75,{"v":0.072,"d":"0.0720"},0.27,13.97]
["May",12,"9AM to 10AM",9,"May 12, 2019 9:00","2019-05-12T09:00:00",84.9,58.1,{"v":36,"d":"36.0"},32.4,25.47,0.0698,0.21,14.39]
["May",12,"12PM to 1PM",12,"May 12, 2019 12:00","2019-05-12T12:00:00",96.1,64.2,{"v":43,"d":"43.0"},42.7,{"v":29.8,"d":"29.80"},0.0683,0.28,14.72]
["May",12,"4PM to 5PM",16,"May 12, 2019 16:00","2019-05-12T16:00:00",{"v":100,"d":"100.0"},62.8,{"v":34,"d":"34.0"},29.9,28.74,0.0679,{"v":0.2,"d":"0.20"},14.78]
["May",12,"7PM to 8PM",19,"May 12, 2019 19:00","2019-05-12T19:00:00",{"v":95,"d":"95.0"},56.7,{"v":12,"d":"12.0"},10.6,24.48,0.0687,0.07,14.59]
["May",12,"11PM to 12AM",23,"May 12, 2019 23:00","2019-05-12T23:00:00",{"v":88,"d":"88.0"},52.6,{"v":0,"d":"0.0"},5.7,22.02,0.0696,0.04,14.38]
["May",13,"12AM to 1AM",0,"May 13, 2019 0:00","2019-05-13",{"v":88,"d":"88.0"},52.2,-7.1,3.9,21.74,0.0696,0.03,14.38]
["May",13,"3AM to 4AM",3,"May 13, 2019 3:00","2019-05-13T03:00:00",{"v":79,"d":"79.0"},50.6,15.1,12.3,20.89,0.0707,0.08,14.17]
["May",13,"7AM to 8AM",7,"May 13, 2019 7:00","2019-05-13T07:00:00",{"v":81,"d":"81.0"},52.6,{"v":21,"d":"21.0"},16.5,22.02,0.0704,0.11,14.24]
["May",13,"10AM to 11AM",10,"May 13, 2019 10:00","2019-05-13T10:00:00",{"v":91,"d":"91.0"},55.2,12.9,11.1,{"v":23.6,"d":"23.60"},0.0692,0.07,14.48]
["May",13,"1PM to 2PM",13,"May 13, 2019 13:00","2019-05-13T13:00:00",{"v":97,"d":"97.0"},58.4,{"v":19,"d":"19.0"},{"v":15,"d":"15.0"},25.64,0.0684,{"v":0.1,"d":"0.10"},14.65]
["May",13,"5PM to 6PM",17,"May 13, 2019 17:00","2019-05-13T17:00:00",98.1,57.6,{"v":10,"d":"10.0"},9.6,25.05,0.0683,0.06,14.66]
["May",13,"8PM to 9PM",20,"May 13, 2019 20:00","2019-05-13T20:00:00",{"v":90,"d":"90.0"},{"v":57,"d":"57.0"},{"v":25,"d":"25.0"},19.9,24.73,0.0692,0.13,14.48]
["May",14,"12AM to 1AM",0,"May 14, 2019 0:00","2019-05-14",{"v":77,"d":"77.0"},55.4,{"v":37,"d":"37.0"},33.8,23.78,0.0708,0.22,14.19]
["May",14,"1AM to 2AM",1,"May 14, 2019 1:00","2019-05-14T01:00:00",73.9,54.2,{"v":37,"d":"37.0"},33.8,23.03,0.0712,0.22,14.11]
["May",14,"4AM to 5AM",4,"May 14, 2019 4:00","2019-05-14T04:00:00",71.1,51.7,33.1,28.9,21.56,0.0717,0.19,14.01]
["May",14,"8AM to 9AM",8,"May 14, 2019 8:00","2019-05-14T08:00:00",{"v":84,"d":"84.0"},57.7,{"v":36,"d":"36.0"},32.4,25.25,0.0699,0.21,14.37]
["May",14,"11AM to 12PM",11,"May 14, 2019 11:00","2019-05-14T11:00:00",96.1,59.7,{"v":27,"d":"27.0"},21.9,26.51,0.0685,0.14,14.65]
["May",14,"2PM to 3PM",14,"May 14, 2019 14:00","2019-05-14T14:00:00",102.9,61.3,{"v":23,"d":"23.0"},18.1,27.57,0.0677,0.12,14.82]
["May",14,"6PM to 7PM",18,"May 14, 2019 18:00","2019-05-14T18:00:00",100.9,60.2,{"v":21,"d":"21.0"},16.5,26.83,0.0679,0.11,14.76]
["May",14,"9PM to 10PM",21,"May 14, 2019 21:00","2019-05-14T21:00:00",{"v":90,"d":"90.0"},59.1,33.1,28.9,26.13,0.0692,0.19,14.51]
["May",15,"1AM to 2AM",1,"May 15, 2019 1:00","2019-05-15T01:00:00",78.1,56.8,39.9,37.9,24.67,0.0707,0.25,14.23]
["May",15,"2AM to 3AM",2,"May 15, 2019 2:00","2019-05-15T02:00:00",75.9,{"v":55,"d":"55.0"},{"v":37,"d":"37.0"},33.8,23.51,{"v":0.071,"d":"0.0710"},0.22,14.16]
["May",15,"5AM to 6AM",5,"May 15, 2019 5:00","2019-05-15T05:00:00",{"v":73,"d":"73.0"},51.9,30.9,26.3,21.64,0.0714,0.17,14.06]
["May",15,"9AM to 10AM",9,"May 15, 2019 9:00","2019-05-15T09:00:00",89.1,56.6,{"v":25,"d":"25.0"},19.9,24.51,0.0694,0.13,14.46]
["May",15,"12PM to 1PM",12,"May 15, 2019 12:00","2019-05-15T12:00:00",{"v":99,"d":"99.0"},61.2,28.9,{"v":24,"d":"24.0"},27.54,0.0681,0.16,14.73]
["May",15,"3PM to 4PM",15,"May 15, 2019 15:00","2019-05-15T15:00:00",102.9,62.1,{"v":27,"d":"27.0"},21.9,28.16,0.0676,0.14,14.83]
["May",15,"7PM to 8PM",19,"May 15, 2019 19:00","2019-05-15T19:00:00",96.1,59.5,26.1,20.9,26.37,0.0685,0.14,14.65]
["May",15,"10PM to 11PM",22,"May 15, 2019 22:00","2019-05-15T22:00:00",87.1,58.3,{"v":34,"d":"34.0"},29.9,{"v":25.6,"d":"25.60"},0.0695,{"v":0.2,"d":"0.20"},14.44]
["May",16,"12AM to 1AM",0,"May 16, 2019 0:00","2019-05-16",82.9,57.7,{"v":37,"d":"37.0"},33.8,25.21,0.0701,0.22,14.34]
["May",16,"3AM to 4AM",3,"May 16, 2019 3:00","2019-05-16T03:00:00",{"v":75,"d":"75.0"},{"v":56,"d":"56.0"},{"v":41,"d":"41.0"},39.5,24.19,0.0711,0.26,14.15]
["May",16,"6AM to 7AM",6,"May 16, 2019 6:00","2019-05-16T06:00:00",{"v":75,"d":"75.0"},54.6,{"v":37,"d":"37.0"},33.8,{"v":23.3,"d":"23.30"},0.0711,0.22,14.13]
["May",16,"10AM to 11AM",10,"May 16, 2019 10:00","2019-05-16T10:00:00",91.9,60.9,{"v":37,"d":"37.0"},33.8,27.39,0.0689,0.22,14.58]
["May",16,"1PM to 2PM",13,"May 16, 2019 13:00","2019-05-16T13:00:00",{"v":99,"d":"99.0"},61.2,28.9,{"v":24,"d":"24.0"},27.54,0.0681,0.16,14.73]
["May",16,"4PM to 5PM",16,"May 16, 2019 16:00","2019-05-16T16:00:00",{"v":100,"d":"100.0"},62.6,33.1,28.9,28.57,0.0679,0.19,14.78]
["May",16,"7PM to 8PM",19,"May 16, 2019 19:00","2019-05-16T19:00:00",{"v":93,"d":"93.0"},61.5,37.9,{"v":35,"d":"35.0"},27.85,0.0688,0.23,14.61]
["May",17,"12AM to 1AM",0,"May 17, 2019 0:00","2019-05-17",{"v":84,"d":"84.0"},{"v":59,"d":"59.0"},39.9,37.9,26.11,0.0699,0.25,14.39]
["May",17,"1AM to 2AM",1,{"$f":"A3273&\" \"&B3273&\", \"&$D$5&\" \"&D3273&\":00\"","v":"May 17, 2019 1:00"},{"$f":"DATEVALUE(E3273)+TIMEVALUE(E3273)","v":"2019-05-17T01:00:00"},{"v":82,"d":"82.0"},58.7,{"v":41,"d":"41.0"},39.5,25.89,0.0701,0.26,14.34]
["May",17,"4AM to 5AM",4,"May 17, 2019 4:00","2019-05-17T04:00:00",73.9,56.8,44.1,44.5,24.71,0.0712,0.29,14.14]
["May",17,"7AM to 8AM",7,"May 17, 2019 7:00","2019-05-17T07:00:00",{"v":79,"d":"79.0"},58.7,44.1,44.5,25.93,0.0705,0.29,14.27]
["May",17,"11AM to 12PM",11,"May 17, 2019 11:00","2019-05-17T11:00:00",91.9,61.8,39.9,37.9,28.03,0.0689,0.25,{"v":14.6,"d":"14.60"}]
["May",17,"2PM to 3PM",14,"May 17, 2019 14:00","2019-05-17T14:00:00",{"v":99,"d":"99.0"},63.9,{"v":39,"d":"39.0"},36.6,29.53,{"v":0.068,"d":"0.0680"},0.24,14.78]
["May",17,"4PM to 5PM",16,"May 17, 2019 16:00","2019-05-17T16:00:00",98.1,61.9,33.1,28.9,28.09,0.0682,0.19,14.73]
["May",17,"10PM to 11PM",22,"May 17, 2019 22:00","2019-05-17T22:00:00",{"v":84,"d":"84.0"},61.6,46.9,49.7,27.97,0.0698,0.32,14.42]
["May",18,"1AM to 2AM",1,"May 18, 2019 1:00","2019-05-18T01:00:00",{"v":81,"d":"81.0"},61.9,{"v":50,"d":"50.0"},55.8,28.19,0.0702,0.36,14.36]
["May",18,"2AM to 3AM",2,"May 18, 2019 2:00","2019-05-18T02:00:00",{"v":81,"d":"81.0"},61.9,{"v":50,"d":"50.0"},55.8,28.19,0.0702,0.36,14.36]
["May",18,"5AM to 6AM",5,"May 18, 2019 5:00","2019-05-18T05:00:00",{"v":79,"d":"79.0"},61.2,{"v":50,"d":"50.0"},55.8,{"v":27.7,"d":"27.70"},0.0704,0.36,14.31]
["May",18,"8AM to 9AM",8,"May 18, 2019 8:00","2019-05-18T08:00:00",87.1,62.7,46.9,49.7,28.72,0.0694,0.32,14.51]
["May",18,"12PM to 1PM",12,"May 18, 2019 12:00","2019-05-18T12:00:00",93.9,64.9,46.9,49.7,30.38,0.0686,0.32,14.69]
["May",18,"3PM to 4PM",15,"May 18, 2019 15:00","2019-05-18T15:00:00",98.1,64.2,{"v":41,"d":"41.0"},39.5,29.78,0.0681,0.26,14.76]
["May",18,"5PM to 6PM",17,"May 18, 2019 17:00","2019-05-18T17:00:00",96.1,63.9,42.1,41.2,29.56,0.0684,0.27,14.72]
["May",18,"11PM to 12AM",23,"May 18, 2019 23:00","2019-05-18T23:00:00",73.9,64.1,{"v":59,"d":"59.0"},77.9,29.93,{"v":0.071,"d":"0.0710"},{"v":0.5,"d":"0.50"},14.25]
["May",19,"2AM to 3AM",2,"May 19, 2019 2:00","2019-05-19T02:00:00",{"v":72,"d":"72.0"},63.5,{"v":59,"d":"59.0"},77.9,29.45,0.0712,{"v":0.5,"d":"0.50"},14.19]
["May",19,"3AM to 4AM",3,"May 19, 2019 3:00","2019-05-19T03:00:00",{"v":72,"d":"72.0"},62.9,57.9,74.9,28.97,0.0713,0.48,14.19]
["May",19,"6AM to 7AM",6,"May 19, 2019 6:00","2019-05-19T06:00:00",73.9,63.5,57.9,74.9,29.46,{"v":0.071,"d":"0.0710"},0.48,14.24]
["May",19,"9AM to 10AM",9,"May 19, 2019 9:00","2019-05-19T09:00:00",75.9,64.2,57.9,74.9,29.94,0.0707,0.48,14.29]
["May",19,"1PM to 2PM",13,"May 19, 2019 13:00","2019-05-19T13:00:00",{"v":84,"d":"84.0"},62.9,{"v":50,"d":"50.0"},55.8,28.93,0.0698,0.36,14.44]
["May",19,"6PM to 7PM",{"$f":"IF(D3337+1>23,0,D3337+1)","v":18},"May 19, 2019 18:00","2019-05-19T18:00:00",87.1,64.8,{"v":52,"d":"52.0"},60.2,30.35,0.0694,0.39,14.54]
["May",19,"9PM to 10PM",21,"May 19, 2019 21:00","2019-05-19T21:00:00",82.9,62.1,48.9,53.6,28.32,0.0699,0.35,14.41]
["May",20,"12AM to 1AM",0,"May 20, 2019 0:00","2019-05-20",75.9,62.6,{"v":55,"d":"55.0"},67.4,28.77,0.0708,0.44,14.27]
["May",20,"3AM to 4AM",3,"May 20, 2019 3:00","2019-05-20T03:00:00",73.9,60.9,53.1,62.6,27.54,0.0711,0.41,{"v":14.2,"d":"14.20"}]
["May",20,"4AM to 5AM",4,"May 20, 2019 4:00","2019-05-20T04:00:00",73.9,60.4,{"v":52,"d":"52.0"},60.2,27.15,0.0711,0.39,14.19]
["May",20,"7AM to 8AM",7,"May 20, 2019 7:00","2019-05-20T07:00:00",{"v":77,"d":"77.0"},62.4,{"v":54,"d":"54.0"},64.8,28.62,0.0706,0.42,14.29]
["May",20,"11AM to 12PM",11,"May 20, 2019 11:00","2019-05-20T11:00:00",89.1,63.3,46.9,49.7,{"v":29.2,"d":"29.20"},0.0692,0.32,14.56]
["May",20,"2PM to 3PM",14,"May 20, 2019 14:00","2019-05-20T14:00:00",93.9,63.5,{"v":43,"d":"43.0"},42.7,29.27,0.0686,0.28,14.66]
["May",20,"7PM to 8PM",19,"May 20, 2019 19:00","2019-05-20T19:00:00",{"v":86,"d":"86.0"},{"v":65,"d":"65.0"},53.1,62.6,30.48,0.0695,0.41,14.52]
["May",20,"10PM to 11PM",22,"May 20, 2019 22:00","2019-05-20T22:00:00",{"v":82,"d":"82.0"},59.8,44.1,44.5,26.67,0.0701,0.29,14.35]
["May",21,"1AM to 2AM",1,"May 21, 2019 1:00","2019-05-21T01:00:00",75.9,60.6,51.1,58.2,27.32,0.0708,0.38,14.24]
["May",21,"4AM to 5AM",4,"May 21, 2019 4:00","2019-05-21T04:00:00",71.1,60.4,{"v":54,"d":"54.0"},64.8,27.17,0.0714,0.42,14.13]
["May",21,"5AM to 6AM",5,"May 21, 2019 5:00","2019-05-21T05:00:00",71.1,60.4,{"v":54,"d":"54.0"},64.8,27.17,0.0714,0.42,14.13]
["May",21,"8AM to 9AM",8,"May 21, 2019 8:00","2019-05-21T08:00:00",{"v":82,"d":"82.0"},60.9,46.9,49.7,27.49,0.0701,0.32,14.37]
["May",21,"12PM to 1PM",12,"May 21, 2019 12:00","2019-05-21T12:00:00",{"v":95,"d":"95.0"},{"v":62,"d":"62.0"},{"v":37,"d":"37.0"},33.8,28.13,0.0685,0.22,14.66]
["May",21,"4PM to 5PM",16,"May 21, 2019 16:00","2019-05-21T16:00:00",{"v":100,"d":"100.0"},63.1,35.1,31.2,28.95,0.0679,{"v":0.2,"d":"0.20"},14.79]
["May",21,"7PM to 8PM",19,"May 21, 2019 19:00","2019-05-21T19:00:00",{"v":91,"d":"91.0"},58.4,28.9,{"v":24,"d":"24.0"},25.63,0.0691,0.16,14.53]
["May",21,"11PM to 12AM",23,"May 21, 2019 23:00","2019-05-21T23:00:00",{"v":84,"d":"84.0"},57.1,{"v":34,"d":"34.0"},29.9,24.86,0.0699,{"v":0.2,"d":"0.20"},14.36]
["May",22,"2AM to 3AM",2,"May 22, 2019 2:00","2019-05-22T02:00:00",{"v":73,"d":"73.0"},54.5,{"v":39,"d":"39.0"},36.6,23.25,0.0713,0.24,14.09]
["May",22,"5AM to 6AM",5,"May 22, 2019 5:00","2019-05-22T05:00:00",66.9,50.3,{"v":34,"d":"34.0"},29.9,20.73,0.0722,{"v":0.2,"d":"0.20"},13.91]
["May",22,"6AM to 7AM",6,"May 22, 2019 6:00","2019-05-22T06:00:00",71.1,50.4,28.9,{"v":24,"d":"24.0"},{"v":20.8,"d":"20.80"},0.0717,0.16,{"v":14,"d":"14.00"}]
["May",22,"9AM to 10AM",9,{"$f":"A3401&\" \"&B3401&\", \"&$D$5&\" \"&D3401&\":00\"","v":"May 22, 2019 9:00"},{"$f":"DATEVALUE(E3401)+TIMEVALUE(E3401)","v":"2019-05-22T09:00:00"},{"v":82,"d":"82.0"},56.4,{"v":34,"d":"34.0"},29.9,24.38,0.0702,{"v":0.2,"d":"0.20"},14.31]
["May",22,"1PM to 2PM",13,"May 22, 2019 13:00","2019-05-22T13:00:00",{"v":90,"d":"90.0"},56.3,21.9,17.2,{"v":24.3,"d":"24.30"},0.0693,0.11,14.47]
["May",22,"5PM to 6PM",17,"May 22, 2019 17:00","2019-05-22T17:00:00",91.9,56.9,{"v":21,"d":"21.0"},16.5,24.66,{"v":0.069,"d":"0.0690"},0.11,14.52]
["May",22,"8PM to 9PM",20,"May 22, 2019 20:00","2019-05-22T20:00:00",{"v":81,"d":"81.0"},54.8,{"v":30,"d":"30.0"},25.2,23.38,0.0704,0.16,14.26]
["May",23,"12AM to 1AM",0,"May 23, 2019 0:00","2019-05-23",75.9,52.5,28.9,{"v":24,"d":"24.0"},21.97,{"v":0.071,"d":"0.0710"},0.16,14.13]
["May",23,"3AM to 4AM",3,"May 23, 2019 3:00","2019-05-23T03:00:00",71.1,51.7,33.1,28.9,21.56,0.0717,0.19,14.01]
["May",23,"4AM to 5AM",4,"May 23, 2019 4:00","2019-05-23T04:00:00",66.9,50.3,{"v":34,"d":"34.0"},29.9,20.73,0.0722,{"v":0.2,"d":"0.20"},13.91]
["May",23,"7AM to 8AM",7,"May 23, 2019 7:00","2019-05-23T07:00:00",{"v":75,"d":"75.0"},53.6,{"v":34,"d":"34.0"},29.9,22.69,0.0711,{"v":0.2,"d":"0.20"},14.12]
["May",23,"10AM to 11AM",10,"May 23, 2019 10:00","2019-05-23T10:00:00",{"v":86,"d":"86.0"},{"v":55,"d":"55.0"},{"v":23,"d":"23.0"},18.1,23.49,0.0698,0.12,14.37]
["May",23,"2PM to 3PM",14,"May 23, 2019 14:00","2019-05-23T14:00:00",91.9,56.4,{"v":18,"d":"18.0"},14.2,24.31,{"v":0.069,"d":"0.0690"},0.09,14.52]
["May",23,"6PM to 7PM",18,"May 23, 2019 18:00","2019-05-23T18:00:00",{"v":90,"d":"90.0"},{"v":56,"d":"56.0"},19.9,15.6,24.06,0.0693,{"v":0.1,"d":"0.10"},14.47]
["May",23,"9PM to 10PM",21,"May 23, 2019 21:00","2019-05-23T21:00:00",{"v":81,"d":"81.0"},54.3,{"v":28,"d":"28.0"},{"v":23,"d":"23.0"},23.04,0.0704,0.15,14.26]
["May",24,"1AM to 2AM",1,"May 24, 2019 1:00","2019-05-24T01:00:00",75.9,51.9,{"v":27,"d":"27.0"},21.9,21.64,{"v":0.071,"d":"0.0710"},0.14,14.12]
["May",24,"4AM to 5AM",4,"May 24, 2019 4:00","2019-05-24T04:00:00",69.1,50.6,{"v":32,"d":"32.0"},27.6,20.89,0.0719,0.18,13.96]
["May",24,"5AM to 6AM",5,"May 24, 2019 5:00","2019-05-24T05:00:00",66.9,49.3,30.9,26.3,20.16,0.0722,0.17,{"v":13.9,"d":"13.90"}]
["May",24,"8AM to 9AM",8,"May 24, 2019 8:00","2019-05-24T08:00:00",{"v":81,"d":"81.0"},54.8,{"v":30,"d":"30.0"},25.2,23.38,0.0704,0.16,14.26]
["May",24,"11AM to 12PM",11,"May 24, 2019 11:00","2019-05-24T11:00:00",89.1,57.4,{"v":28,"d":"28.0"},{"v":23,"d":"23.0"},24.99,0.0693,0.15,14.47]
["May",24,"3PM to 4PM",15,"May 24, 2019 15:00","2019-05-24T15:00:00",96.1,57.5,15.1,12.3,25.01,0.0685,0.08,14.62]
["May",24,"7PM to 8PM",19,"May 24, 2019 19:00","2019-05-24T19:00:00",{"v":86,"d":"86.0"},52.4,6.1,7.9,21.88,0.0698,0.05,14.34]
["May",24,"10PM to 11PM",22,"May 24, 2019 22:00","2019-05-24T22:00:00",{"v":81,"d":"81.0"},51.5,15.1,12.3,21.37,0.0704,0.08,14.22]
["May",25,"2AM to 3AM",{"$f":"IF(D3465+1>23,0,D3465+1)","v":2},"May 25, 2019 2:00","2019-05-25T02:00:00",{"v":70,"d":"70.0"},49.1,26.1,20.9,20.07,0.0718,0.14,13.96]
["May",25,"5AM to 6AM",5,"May 25, 2019 5:00","2019-05-25T05:00:00",{"v":66,"d":"66.0"},47.4,26.1,20.9,19.11,0.0724,0.14,13.86]
["May",25,"6AM to 7AM",6,"May 25, 2019 6:00","2019-05-25T06:00:00",{"v":68,"d":"68.0"},49.4,{"v":30,"d":"30.0"},25.2,20.25,0.0721,0.16,13.92]
["May",25,"9AM to 10AM",9,"May 25, 2019 9:00","2019-05-25T09:00:00",80.1,54.5,{"v":30,"d":"30.0"},25.2,23.17,0.0705,0.16,14.24]
["May",25,"12PM to 1PM",12,"May 25, 2019 12:00","2019-05-25T12:00:00",89.1,57.1,{"v":27,"d":"27.0"},21.9,24.81,0.0693,0.14,14.47]
["May",25,"5PM to 6PM",17,"May 25, 2019 17:00","2019-05-25T17:00:00",{"v":91,"d":"91.0"},56.7,21.9,17.2,24.56,0.0691,0.11,{"v":14.5,"d":"14.50"}]
["May",25,"8PM to 9PM",20,"May 25, 2019 20:00","2019-05-25T20:00:00",82.9,55.6,{"v":30,"d":"30.0"},25.2,23.86,0.0701,0.16,14.32]
["May",26,"12AM to 1AM",0,"May 26, 2019 0:00","2019-05-26",75.9,53.4,{"v":32,"d":"32.0"},27.6,22.55,{"v":0.071,"d":"0.0710"},0.18,14.14]
["May",26,"3AM to 4AM",3,"May 26, 2019 3:00","2019-05-26T03:00:00",71.1,51.4,{"v":32,"d":"32.0"},27.6,21.37,0.0717,0.18,14.01]
["May",26,"6AM to 7AM",6,"May 26, 2019 6:00","2019-05-26T06:00:00",71.1,{"v":51,"d":"51.0"},30.9,26.3,21.16,0.0717,0.17,14.01]
["May",26,"7AM to 8AM",7,"May 26, 2019 7:00","2019-05-26T07:00:00",75.9,53.1,30.9,26.3,22.33,{"v":0.071,"d":"0.0710"},0.17,14.13]
["May",26,"10AM to 11AM",10,"May 26, 2019 10:00","2019-05-26T10:00:00",{"v":88,"d":"88.0"},58.9,35.1,31.2,26.03,0.0694,{"v":0.2,"d":"0.20"},14.47]
["May",26,"1PM to 2PM",13,"May 26, 2019 13:00","2019-05-26T13:00:00",96.1,{"v":62,"d":"62.0"},{"v":36,"d":"36.0"},32.4,28.17,0.0684,0.21,14.69]
["May",26,"6PM to 7PM",18,"May 26, 2019 18:00","2019-05-26T18:00:00",{"v":97,"d":"97.0"},61.8,{"v":34,"d":"34.0"},29.9,{"v":28,"d":"28.00"},0.0683,{"v":0.2,"d":"0.20"},{"v":14.7,"d":"14.70"}]
["May",26,"9PM to 10PM",21,"May 26, 2019 21:00","2019-05-26T21:00:00",{"v":90,"d":"90.0"},59.9,{"v":36,"d":"36.0"},32.4,26.69,0.0692,0.21,14.52]
["May",27,"1AM to 2AM",1,"May 27, 2019 1:00","2019-05-27T01:00:00",{"v":81,"d":"81.0"},57.9,39.9,37.9,25.37,0.0703,0.25,{"v":14.3,"d":"14.30"}]
["May",27,"4AM to 5AM",4,"May 27, 2019 4:00","2019-05-27T04:00:00",{"v":75,"d":"75.0"},56.4,42.1,41.2,24.45,{"v":0.071,"d":"0.0710"},0.27,14.16]
["May",27,"7AM to 8AM",7,"May 27, 2019 7:00","2019-05-27T07:00:00",80.1,57.2,{"v":39,"d":"39.0"},36.6,24.95,0.0704,0.24,14.28]
["May",27,"8AM to 9AM",8,"May 27, 2019 8:00","2019-05-27T08:00:00",84.9,58.7,37.9,{"v":35,"d":"35.0"},25.89,0.0698,0.23,{"v":14.4,"d":"14.40"}]
["May",27,"2PM to 3PM",14,"May 27, 2019 14:00","2019-05-27T14:00:00",100.9,62.1,{"v":30,"d":"30.0"},25.2,28.21,0.0679,0.16,14.79]
["May",27,"4PM to 5PM",16,"May 27, 2019 16:00","2019-05-27T16:00:00",{"v":100,"d":"100.0"},61.1,{"v":27,"d":"27.0"},21.9,27.46,{"v":0.068,"d":"0.0680"},0.14,14.76]
["May",27,"7PM to 8PM",19,"May 27, 2019 19:00","2019-05-27T19:00:00",{"v":95,"d":"95.0"},60.1,{"v":30,"d":"30.0"},25.2,26.78,0.0686,0.16,14.63]
["May",27,"10PM to 11PM",22,"May 27, 2019 22:00","2019-05-27T22:00:00",{"v":84,"d":"84.0"},56.9,33.1,28.9,{"v":24.7,"d":"24.70"},0.0699,0.19,14.36]
["May",28,"2AM to 3AM",2,"May 28, 2019 2:00","2019-05-28T02:00:00",{"v":77,"d":"77.0"},54.8,35.1,31.2,23.37,0.0708,{"v":0.2,"d":"0.20"},14.18]
["May",28,"5AM to 6AM",5,"May 28, 2019 5:00","2019-05-28T05:00:00",{"v":70,"d":"70.0"},51.6,{"v":34,"d":"34.0"},29.9,21.47,0.0718,{"v":0.2,"d":"0.20"},13.99]
["May",28,"8AM to 9AM",8,"May 28, 2019 8:00","2019-05-28T08:00:00",{"v":82,"d":"82.0"},55.5,30.9,26.3,23.81,0.0702,0.17,{"v":14.3,"d":"14.30"}]
["May",28,"9AM to 10AM",9,"May 28, 2019 9:00","2019-05-28T09:00:00",{"v":86,"d":"86.0"},56.8,{"v":30,"d":"30.0"},25.2,{"v":24.6,"d":"24.60"},0.0697,0.16,{"v":14.4,"d":"14.40"}]
["May",28,"3PM to 4PM",15,"May 28, 2019 15:00","2019-05-28T15:00:00",96.1,59.7,{"v":27,"d":"27.0"},21.9,26.51,0.0685,0.14,14.65]
["May",28,"5PM to 6PM",17,"May 28, 2019 17:00","2019-05-28T17:00:00",{"v":97,"d":"97.0"},59.4,24.1,19.1,26.29,0.0684,0.12,14.67]
["May",28,"8PM to 9PM",20,"May 28, 2019 20:00","2019-05-28T20:00:00",87.1,56.1,26.1,20.9,24.19,0.0696,0.14,14.41]
["May",28,"11PM to 12AM",23,"May 28, 2019 23:00","2019-05-28T23:00:00",80.1,53.9,{"v":28,"d":"28.0"},{"v":23,"d":"23.0"},22.82,0.0705,0.15,14.23]
["May",29,"3AM to 4AM",3,"May 29, 2019 3:00","2019-05-29T03:00:00",{"v":72,"d":"72.0"},{"v":50,"d":"50.0"},26.1,20.9,20.55,0.0716,0.14,14.01]
["May",29,"6AM to 7AM",6,"May 29, 2019 6:00","2019-05-29T06:00:00",{"v":70,"d":"70.0"},50.9,{"v":32,"d":"32.0"},27.6,21.11,0.0718,0.18,13.98]
["May",29,"9AM to 10AM",9,"May 29, 2019 9:00","2019-05-29T09:00:00",{"v":82,"d":"82.0"},56.7,35.1,31.2,24.59,0.0702,{"v":0.2,"d":"0.20"},14.31]
["May",29,"12PM to 1PM",12,"May 29, 2019 12:00","2019-05-29T12:00:00",89.1,57.9,{"v":30,"d":"30.0"},25.2,25.34,0.0693,0.16,14.48]
["May",29,"2PM to 3PM",14,"May 29, 2019 14:00","2019-05-29T14:00:00",91.9,59.5,{"v":32,"d":"32.0"},27.6,26.42,0.0689,0.18,14.56]
["May",29,"6PM to 7PM",18,"May 29, 2019 18:00","2019-05-29T18:00:00",87.1,58.9,{"v":36,"d":"36.0"},32.4,25.99,0.0695,0.21,14.45]
["May",29,"9PM to 10PM",21,"May 29, 2019 21:00","2019-05-29T21:00:00",80.1,{"v":56,"d":"56.0"},35.1,31.2,24.11,0.0704,{"v":0.2,"d":"0.20"},14.26]
["May",30,"12AM to 1AM",0,"May 30, 2019 0:00","2019-05-30",{"v":75,"d":"75.0"},54.3,{"v":36,"d":"36.0"},32.4,23.07,0.0711,0.21,14.13]
["May",30,"4AM to 5AM",4,"May 30, 2019 4:00","2019-05-30T04:00:00",{"v":66,"d":"66.0"},48.6,{"v":30,"d":"30.0"},25.2,19.78,0.0724,0.16,13.87]
["May",30,"7AM to 8AM",7,"May 30, 2019 7:00","2019-05-30T07:00:00",{"v":70,"d":"70.0"},50.3,{"v":30,"d":"30.0"},25.2,20.73,0.0718,0.16,13.97]
["May",30,"8AM to 9AM",8,"May 30, 2019 8:00","2019-05-30T08:00:00",73.9,52.3,30.9,26.3,21.86,0.0713,0.17,14.08]
["May",30,"1PM to 2PM",13,"May 30, 2019 13:00","2019-05-30T13:00:00",87.1,58.6,35.1,31.2,25.81,0.0695,{"v":0.2,"d":"0.20"},14.44]
["May",30,"3PM to 4PM",15,"May 30, 2019 15:00","2019-05-30T15:00:00",{"v":88,"d":"88.0"},58.6,{"v":34,"d":"34.0"},29.9,25.82,0.0694,{"v":0.2,"d":"0.20"},14.46]
["May",30,"7PM to 8PM",19,"May 30, 2019 19:00","2019-05-30T19:00:00",84.9,56.1,28.9,{"v":24,"d":"24.0"},24.15,0.0699,0.16,14.36]
["May",30,"10PM to 11PM",22,"May 30, 2019 22:00","2019-05-30T22:00:00",80.1,55.1,{"v":32,"d":"32.0"},27.6,23.55,0.0705,0.18,14.25]
["May",31,"1AM to 2AM",1,"May 31, 2019 1:00","2019-05-31T01:00:00",{"v":72,"d":"72.0"},{"v":53,"d":"53.0"},{"v":36,"d":"36.0"},32.4,22.33,0.0715,0.21,14.05]
["May",31,"5AM to 6AM",5,"May 31, 2019 5:00","2019-05-31T05:00:00",{"v":66,"d":"66.0"},50.9,{"v":37,"d":"37.0"},33.8,21.12,0.0723,0.22,{"v":13.9,"d":"13.90"}]
["May",31,"8AM to 9AM",8,"May 31, 2019 8:00","2019-05-31T08:00:00",78.1,55.5,{"v":36,"d":"36.0"},32.4,23.81,0.0707,0.21,14.21]
["May",31,"10AM to 11AM",10,"May 31, 2019 10:00","2019-05-31T10:00:00",{"v":84,"d":"84.0"},58.1,{"v":37,"d":"37.0"},33.8,25.48,0.0699,0.22,14.37]
["May",31,"1PM to 2PM",13,"May 31, 2019 13:00","2019-05-31T13:00:00",91.9,59.8,33.1,28.9,26.61,0.0689,0.19,14.57]
["May",31,"4PM to 5PM",16,"May 31, 2019 16:00","2019-05-31T16:00:00",93.9,59.9,30.9,26.3,26.68,0.0687,0.17,14.61]
["May",31,"8PM to 9PM",20,"May 31, 2019 20:00","2019-05-31T20:00:00",87.1,57.4,30.9,26.3,25.03,0.0696,0.17,14.43]
["May",31,"11PM to 12AM",23,"May 31, 2019 23:00","2019-05-31T23:00:00",83.7,58.7,39.6,37.4,25.94,0.0699,0.24,14.37]
["June",1,"3AM to 4AM",3,"June 1, 2019 3:00","2019-06-01T03:00:00",{"v":79,"d":"79.0"},61.7,51.1,58.2,28.07,0.0704,0.38,14.32]
["June",1,"6AM to 7AM",6,"June 1, 2019 6:00","2019-06-01T06:00:00",78.1,62.4,53.1,62.6,28.55,0.0705,0.41,14.31]
["June",1,"9AM to 10AM",9,"June 1, 2019 9:00","2019-06-01T09:00:00",{"v":91,"d":"91.0"},64.8,48.9,53.6,30.29,0.0689,0.35,14.62]
["June",1,"11AM to 12PM",11,"June 1, 2019 11:00","2019-06-01T11:00:00",96.1,65.6,46.9,49.7,{"v":30.9,"d":"30.90"},0.0683,0.32,14.74]
["June",1,"2PM to 3PM",14,"June 1, 2019 14:00","2019-06-01T14:00:00",{"v":100,"d":"100.0"},66.1,{"v":45,"d":"45.0"},46.1,31.29,0.0678,{"v":0.3,"d":"0.30"},14.84]
["June",1,"5PM to 6PM",17,"June 1, 2019 17:00","2019-06-01T17:00:00",{"v":97,"d":"97.0"},63.8,{"v":41,"d":"41.0"},39.5,29.51,0.0683,0.26,14.73]
["June",1,"9PM to 10PM",21,"June 1, 2019 21:00","2019-06-01T21:00:00",{"v":90,"d":"90.0"},63.6,46.9,49.7,29.42,0.0691,0.32,14.58]
["June",2,"12AM to 1AM",0,"June 2, 2019 0:00","2019-06-02",82.9,{"v":64,"d":"64.0"},53.1,62.6,29.73,0.0699,0.41,14.44]
["June",2,"4AM to 5AM",4,"June 2, 2019 4:00","2019-06-02T04:00:00",78.1,62.4,53.1,62.6,28.55,0.0705,0.41,14.31]
["June",2,"7AM to 8AM",7,"June 2, 2019 7:00","2019-06-02T07:00:00",82.9,64.4,{"v":54,"d":"54.0"},64.8,30.07,0.0699,0.42,14.44]
["June",2,"8AM to 9AM",8,"June 2, 2019 8:00","2019-06-02T08:00:00",87.1,65.7,{"v":54,"d":"54.0"},64.8,31.08,0.0693,0.42,14.56]
["June",2,"12PM to 1PM",12,"June 2, 2019 12:00","2019-06-02T12:00:00",98.1,67.8,51.1,58.2,32.72,{"v":0.068,"d":"0.0680"},0.38,14.83]
["June",2,"3PM to 4PM",15,"June 2, 2019 15:00","2019-06-02T15:00:00",{"v":99,"d":"99.0"},66.9,{"v":48,"d":"48.0"},51.8,31.93,0.0679,0.34,14.83]
["June",2,"6PM to 7PM",18,"June 2, 2019 18:00","2019-06-02T18:00:00",{"v":93,"d":"93.0"},65.8,{"v":50,"d":"50.0"},55.8,31.12,0.0686,0.36,14.68]
["June",2,"10PM to 11PM",22,"June 2, 2019 22:00","2019-06-02T22:00:00",{"v":84,"d":"84.0"},63.8,{"v":52,"d":"52.0"},60.2,29.61,0.0698,0.39,14.46]
["June",3,"1AM to 2AM",1,"June 3, 2019 1:00","2019-06-03T01:00:00",{"v":81,"d":"81.0"},63.3,53.1,62.6,29.25,0.0701,0.41,14.39]
["June",3,"5AM to 6AM",5,"June 3, 2019 5:00","2019-06-03T05:00:00",{"v":79,"d":"79.0"},62.7,53.1,62.6,28.77,0.0704,0.41,14.33]
["June",3,"8AM to 9AM",8,"June 3, 2019 8:00","2019-06-03T08:00:00",87.1,65.3,53.1,62.6,30.74,0.0694,0.41,14.55]
["June",3,"9AM to 10AM",9,"June 3, 2019 9:00","2019-06-03T09:00:00",{"v":91,"d":"91.0"},66.1,{"v":52,"d":"52.0"},60.2,31.32,0.0689,0.39,14.65]
["June",3,"1PM to 2PM",13,"June 3, 2019 13:00","2019-06-03T13:00:00",{"v":99,"d":"99.0"},68.1,51.1,58.2,32.94,0.0679,0.38,14.85]
["June",3,"4PM to 5PM",16,"June 3, 2019 16:00","2019-06-03T16:00:00",{"v":102,"d":"102.0"},68.2,48.9,53.6,32.96,0.0676,0.35,14.92]
["June",3,"8PM to 9PM",20,"June 3, 2019 20:00","2019-06-03T20:00:00",{"v":91,"d":"91.0"},65.7,51.1,58.2,31.01,0.0689,0.38,14.64]
["June",3,"11PM to 12AM",23,"June 3, 2019 23:00","2019-06-03T23:00:00",87.1,65.3,53.1,62.6,30.74,0.0694,0.41,14.55]
["June",4,"2AM to 3AM",2,"June 4, 2019 2:00","2019-06-04T02:00:00",84.9,64.6,53.1,62.6,30.22,0.0696,0.41,14.49]
["June",4,"6AM to 7AM",6,"June 4, 2019 6:00","2019-06-04T06:00:00",{"v":86,"d":"86.0"},65.4,{"v":54,"d":"54.0"},64.8,30.81,0.0695,0.42,14.53]
["June",4,"10AM to 11AM",10,"June 4, 2019 10:00","2019-06-04T10:00:00",{"v":97,"d":"97.0"},67.9,{"v":52,"d":"52.0"},60.2,32.77,0.0681,0.39,{"v":14.8,"d":"14.80"}]
["June",4,"1PM to 2PM",13,"June 4, 2019 13:00","2019-06-04T13:00:00",{"v":102,"d":"102.0"},67.8,{"v":48,"d":"48.0"},51.8,32.68,0.0676,0.34,14.91]
["June",4,"2PM to 3PM",14,"June 4, 2019 14:00","2019-06-04T14:00:00",{"v":104,"d":"104.0"},68.4,{"v":48,"d":"48.0"},51.8,33.16,0.0673,0.34,14.96]
["June",4,"5PM to 6PM",17,{"$f":"A3721&\" \"&B3721&\", \"&$D$5&\" \"&D3721&\":00\"","v":"June 4, 2019 17:00"},{"$f":"DATEVALUE(E3721)+TIMEVALUE(E3721)","v":"2019-06-04T17:00:00"},{"v":102,"d":"102.0"},68.6,{"v":50,"d":"50.0"},55.8,33.31,0.0675,0.36,14.92]
["June",4,"9PM to 10PM",21,"June 4, 2019 21:00","2019-06-04T21:00:00",91.9,66.8,53.1,62.6,31.93,0.0687,0.41,14.68]
["June",5,"12AM to 1AM",0,"June 5, 2019 0:00","2019-06-05",87.1,64.4,51.1,58.2,30.04,0.0694,0.38,14.53]
["June",5,"3AM to 4AM",3,"June 5, 2019 3:00","2019-06-05T03:00:00",{"v":81,"d":"81.0"},62.4,51.1,58.2,28.55,0.0702,0.38,14.37]
["June",5,"7AM to 8AM",7,"June 5, 2019 7:00","2019-06-05T07:00:00",84.9,64.6,53.1,62.6,30.22,0.0696,0.41,14.49]
["June",5,"11AM to 12PM",11,"June 5, 2019 11:00","2019-06-05T11:00:00",{"v":95,"d":"95.0"},66.9,51.1,58.2,31.97,0.0684,0.38,14.74]
["June",5,"2PM to 3PM",14,"June 5, 2019 14:00","2019-06-05T14:00:00",{"v":102,"d":"102.0"},68.6,{"v":50,"d":"50.0"},55.8,33.31,0.0675,0.36,14.92]
["June",5,"3PM to 4PM",15,"June 5, 2019 15:00","2019-06-05T15:00:00",{"v":102,"d":"102.0"},67.8,{"v":48,"d":"48.0"},51.8,32.68,0.0676,0.34,14.91]
["June",5,"6PM to 7PM",18,"June 5, 2019 18:00","2019-06-05T18:00:00",98.1,65.2,44.1,44.5,30.56,0.0681,0.29,14.78]
["June",5,"10PM to 11PM",22,"June 5, 2019 22:00","2019-06-05T22:00:00",{"v":88,"d":"88.0"},59.5,{"v":37,"d":"37.0"},33.8,26.43,0.0694,0.22,14.48]
["June",6,"1AM to 2AM",1,"June 6, 2019 1:00","2019-06-06T01:00:00",80.1,57.9,{"v":41,"d":"41.0"},39.5,25.41,0.0704,0.26,14.29]
["June",6,"4AM to 5AM",4,"June 6, 2019 4:00","2019-06-06T04:00:00",{"v":75,"d":"75.0"},57.6,{"v":45,"d":"45.0"},46.1,25.21,{"v":0.071,"d":"0.0710"},{"v":0.3,"d":"0.30"},14.17]
["June",6,"8AM to 9AM",8,"June 6, 2019 8:00","2019-06-06T08:00:00",{"v":84,"d":"84.0"},61.3,{"v":46,"d":"46.0"},{"v":48,"d":"48.0"},27.71,0.0698,0.31,14.42]
["June",6,"12PM to 1PM",12,"June 6, 2019 12:00","2019-06-06T12:00:00",98.1,64.8,{"v":43,"d":"43.0"},42.7,30.28,0.0681,0.28,14.77]
["June",6,"1PM to 2PM",13,"June 6, 2019 13:00","2019-06-06T13:00:00",{"v":99,"d":"99.0"},65.8,{"v":45,"d":"45.0"},46.1,31.03,{"v":0.068,"d":"0.0680"},{"v":0.3,"d":"0.30"},14.81]
["June",6,"4PM to 5PM",16,"June 6, 2019 16:00","2019-06-06T16:00:00",100.9,67.1,46.9,49.7,32.09,0.0677,0.32,14.87]
["June",6,"7PM to 8PM",19,"June 6, 2019 19:00","2019-06-06T19:00:00",{"v":95,"d":"95.0"},63.2,{"v":41,"d":"41.0"},39.5,29.03,0.0685,0.26,14.68]
["June",6,"11PM to 12AM",23,"June 6, 2019 23:00","2019-06-06T23:00:00",84.9,59.7,{"v":41,"d":"41.0"},39.5,26.59,0.0698,0.26,14.41]
["June",7,"2AM to 3AM",2,"June 7, 2019 2:00","2019-06-07T02:00:00",80.1,58.7,{"v":43,"d":"43.0"},42.7,25.91,0.0704,0.28,{"v":14.3,"d":"14.30"}]
["June",7,"5AM to 6AM",5,"June 7, 2019 5:00","2019-06-07T05:00:00",{"v":77,"d":"77.0"},57.2,42.1,41.2,24.94,0.0708,0.27,14.21]
["June",7,"9AM to 10AM",9,{"$f":"A3785&\" \"&B3785&\", \"&$D$5&\" \"&D3785&\":00\"","v":"June 7, 2019 9:00"},{"$f":"DATEVALUE(E3785)+TIMEVALUE(E3785)","v":"2019-06-07T09:00:00"},{"v":88,"d":"88.0"},59.2,{"v":36,"d":"36.0"},32.4,26.21,0.0694,0.21,14.47]
["June",7,"1PM to 2PM",13,"June 7, 2019 13:00","2019-06-07T13:00:00",{"v":100,"d":"100.0"},60.5,24.1,19.1,27.03,{"v":0.068,"d":"0.0680"},0.12,14.75]
["June",7,"2PM to 3PM",14,"June 7, 2019 14:00","2019-06-07T14:00:00",100.9,61.6,{"v":28,"d":"28.0"},{"v":23,"d":"23.0"},27.86,0.0679,0.15,14.78]
["June",7,"5PM to 6PM",17,"June 7, 2019 17:00","2019-06-07T17:00:00",{"v":102,"d":"102.0"},61.6,26.1,20.9,{"v":27.8,"d":"27.80"},0.0677,0.14,{"v":14.8,"d":"14.80"}]
["June",7,"8PM to 9PM",20,"June 7, 2019 20:00","2019-06-07T20:00:00",{"v":93,"d":"93.0"},59.6,30.9,26.3,26.47,0.0688,0.17,14.59]
["June",8,"12AM to 1AM",0,"June 8, 2019 0:00","2019-06-08",{"v":84,"d":"84.0"},55.5,{"v":28,"d":"28.0"},{"v":23,"d":"23.0"},23.78,{"v":0.07,"d":"0.0700"},0.15,14.34]
["June",8,"3AM to 4AM",3,"June 8, 2019 3:00","2019-06-08T03:00:00",78.1,54.3,{"v":32,"d":"32.0"},27.6,23.07,0.0707,0.18,{"v":14.2,"d":"14.20"}]
["June",8,"6AM to 7AM",6,"June 8, 2019 6:00","2019-06-08T06:00:00",75.9,{"v":54,"d":"54.0"},{"v":34,"d":"34.0"},29.9,{"v":22.9,"d":"22.90"},{"v":0.071,"d":"0.0710"},{"v":0.2,"d":"0.20"},14.15]
["June",8,"11AM to 12PM",11,"June 8, 2019 11:00","2019-06-08T11:00:00",{"v":93,"d":"93.0"},58.4,26.1,20.9,25.63,0.0689,0.14,14.57]
["June",8,"2PM to 3PM",14,"June 8, 2019 14:00","2019-06-08T14:00:00",98.1,60.9,28.9,{"v":24,"d":"24.0"},27.32,0.0682,0.16,14.71]
["June",8,"3PM to 4PM",15,"June 8, 2019 15:00","2019-06-08T15:00:00",{"v":97,"d":"97.0"},59.8,26.1,20.9,26.58,0.0684,0.14,14.67]
["June",8,"6PM to 7PM",18,"June 8, 2019 18:00","2019-06-08T18:00:00",{"v":93,"d":"93.0"},58.1,{"v":25,"d":"25.0"},19.9,25.46,0.0689,0.13,14.56]
["June",8,"9PM to 10PM",21,"June 8, 2019 21:00","2019-06-08T21:00:00",87.1,56.9,28.9,{"v":24,"d":"24.0"},24.67,0.0696,0.16,14.42]
["June",9,"1AM to 2AM",1,"June 9, 2019 1:00","2019-06-09T01:00:00",{"v":81,"d":"81.0"},57.2,37.9,{"v":35,"d":"35.0"},24.93,0.0703,0.23,{"v":14.3,"d":"14.30"}]
["June",9,"4AM to 5AM",4,"June 9, 2019 4:00","2019-06-09T04:00:00",75.9,54.6,{"v":36,"d":"36.0"},32.4,23.29,{"v":0.071,"d":"0.0710"},0.21,14.15]
["June",9,"7AM to 8AM",7,"June 9, 2019 7:00","2019-06-09T07:00:00",{"v":81,"d":"81.0"},58.7,42.1,41.2,{"v":25.9,"d":"25.90"},0.0703,0.27,14.32]
["June",9,"12PM to 1PM",12,"June 9, 2019 12:00","2019-06-09T12:00:00",{"v":97,"d":"97.0"},63.8,{"v":41,"d":"41.0"},39.5,29.51,0.0683,0.26,14.73]
["June",9,"3PM to 4PM",15,"June 9, 2019 15:00","2019-06-09T15:00:00",{"v":100,"d":"100.0"},62.6,33.1,28.9,28.57,0.0679,0.19,14.78]
["June",9,"4PM to 5PM",16,"June 9, 2019 16:00","2019-06-09T16:00:00",{"v":100,"d":"100.0"},62.6,33.1,28.9,28.57,0.0679,0.19,14.78]
["June",9,"7PM to 8PM",19,"June 9, 2019 19:00","2019-06-09T19:00:00",93.9,57.3,{"v":19,"d":"19.0"},{"v":15,"d":"15.0"},{"v":24.9,"d":"24.90"},0.0688,{"v":0.1,"d":"0.10"},14.57]
["June",9,"10PM to 11PM",22,"June 9, 2019 22:00","2019-06-09T22:00:00",{"v":84,"d":"84.0"},54.5,24.1,19.1,23.16,{"v":0.07,"d":"0.0700"},0.12,14.32]
["June",10,"2AM to 3AM",{"$f":"IF(D3849+1>23,0,D3849+1)","v":2},"June 10, 2019 2:00","2019-06-10T02:00:00",{"v":79,"d":"79.0"},54.3,30.9,26.3,23.07,0.0706,0.17,14.21]
["June",10,"4AM to 5AM",4,"June 10, 2019 4:00","2019-06-10T04:00:00",75.9,55.3,37.9,{"v":35,"d":"35.0"},23.71,{"v":0.071,"d":"0.0710"},0.23,14.16]
["June",10,"10AM to 11AM",10,"June 10, 2019 10:00","2019-06-10T10:00:00",{"v":95,"d":"95.0"},60.3,30.9,26.3,26.95,0.0686,0.17,14.64]
["June",10,"1PM to 2PM",13,"June 10, 2019 13:00","2019-06-10T13:00:00",100.9,61.4,{"v":27,"d":"27.0"},21.9,27.68,0.0679,0.14,14.78]
["June",10,"4PM to 5PM",16,"June 10, 2019 16:00","2019-06-10T16:00:00",{"v":100,"d":"100.0"},60.5,24.1,19.1,27.03,{"v":0.068,"d":"0.0680"},0.12,14.75]
["June",10,"5PM to 6PM",17,"June 10, 2019 17:00","2019-06-10T17:00:00",100.9,60.4,21.9,17.2,26.95,0.0679,0.11,14.76]
["June",10,"8PM to 9PM",20,"June 10, 2019 20:00","2019-06-10T20:00:00",91.9,59.2,30.9,26.3,26.21,{"v":0.069,"d":"0.0690"},0.17,14.56]
["June",11,"12AM to 1AM",0,"June 11, 2019 0:00","2019-06-11",{"v":84,"d":"84.0"},{"v":59,"d":"59.0"},39.9,37.9,26.11,0.0699,0.25,14.39]
["June",11,"3AM to 4AM",3,"June 11, 2019 3:00","2019-06-11T03:00:00",80.1,55.6,{"v":34,"d":"34.0"},29.9,23.91,0.0705,{"v":0.2,"d":"0.20"},14.26]
["June",11,"5AM to 6AM",5,"June 11, 2019 5:00","2019-06-11T05:00:00",78.1,54.9,{"v":34,"d":"34.0"},29.9,23.43,0.0707,{"v":0.2,"d":"0.20"},{"v":14.2,"d":"14.20"}]
["June",11,"11AM to 12PM",11,"June 11, 2019 11:00","2019-06-11T11:00:00",100.9,62.4,30.9,26.3,28.38,0.0678,0.17,14.79]
["June",11,"2PM to 3PM",14,"June 11, 2019 14:00","2019-06-11T14:00:00",{"v":104,"d":"104.0"},62.2,26.1,20.9,28.28,0.0675,0.14,14.86]
["June",11,"5PM to 6PM",17,"June 11, 2019 17:00","2019-06-11T17:00:00",{"v":106,"d":"106.0"},63.3,{"v":28,"d":"28.0"},{"v":23,"d":"23.0"},29.08,0.0673,0.15,14.92]
["June",11,"6PM to 7PM",18,"June 11, 2019 18:00","2019-06-11T18:00:00",102.9,62.3,{"v":28,"d":"28.0"},{"v":23,"d":"23.0"},28.34,0.0676,0.15,14.84]
["June",11,"9PM to 10PM",21,"June 11, 2019 21:00","2019-06-11T21:00:00",{"v":93,"d":"93.0"},{"v":61,"d":"61.0"},{"v":36,"d":"36.0"},32.4,27.43,0.0688,0.21,14.61]
["June",12,"1AM to 2AM",1,"June 12, 2019 1:00","2019-06-12T01:00:00",{"v":84,"d":"84.0"},58.7,{"v":39,"d":"39.0"},36.6,25.91,0.0699,0.24,14.38]
["June",12,"6AM to 7AM",6,"June 12, 2019 6:00","2019-06-12T06:00:00",{"v":81,"d":"81.0"},56.9,{"v":37,"d":"37.0"},33.8,24.73,0.0703,0.22,14.29]
["June",12,"8AM to 9AM",8,"June 12, 2019 8:00","2019-06-12T08:00:00",{"v":91,"d":"91.0"},58.6,{"v":30,"d":"30.0"},25.2,25.82,0.0691,0.16,14.53]
["June",12,"12PM to 1PM",12,"June 12, 2019 12:00","2019-06-12T12:00:00",107.1,63.9,28.9,{"v":24,"d":"24.0"},29.49,0.0671,0.16,14.95]
["June",12,"3PM to 4PM",15,"June 12, 2019 15:00","2019-06-12T15:00:00",{"v":109,"d":"109.0"},64.1,{"v":27,"d":"27.0"},21.9,29.64,0.0669,0.14,14.99]
["June",12,"6PM to 7PM",{"$f":"IF(D3913+1>23,0,D3913+1)","v":18},"June 12, 2019 18:00","2019-06-12T18:00:00",105.1,62.8,{"v":27,"d":"27.0"},21.9,28.68,0.0674,0.14,14.89]
["June",12,"7PM to 8PM",19,"June 12, 2019 19:00","2019-06-12T19:00:00",{"v":102,"d":"102.0"},62.5,{"v":30,"d":"30.0"},25.2,28.47,0.0677,0.16,14.82]
["June",12,"10PM to 11PM",22,"June 12, 2019 22:00","2019-06-12T22:00:00",93.9,60.2,{"v":32,"d":"32.0"},27.6,{"v":26.9,"d":"26.90"},0.0687,0.18,14.61]
["June",13,"2AM to 3AM",2,"June 13, 2019 2:00","2019-06-13T02:00:00",{"v":86,"d":"86.0"},58.8,{"v":37,"d":"37.0"},33.8,25.95,0.0697,0.22,14.42]
["June",13,"7AM to 8AM",7,"June 13, 2019 7:00","2019-06-13T07:00:00",84.9,59.3,39.9,37.9,26.33,0.0698,0.25,14.41]
["June",13,"9AM to 10AM",9,"June 13, 2019 9:00","2019-06-13T09:00:00",{"v":95,"d":"95.0"},62.8,39.9,37.9,28.78,0.0685,0.25,14.68]
["June",13,"1PM to 2PM",13,"June 13, 2019 13:00","2019-06-13T13:00:00",{"v":106,"d":"106.0"},{"v":64,"d":"64.0"},30.9,26.3,{"v":29.6,"d":"29.60"},0.0672,0.17,14.93]
["June",13,"4PM to 5PM",16,"June 13, 2019 16:00","2019-06-13T16:00:00",107.1,64.4,30.9,26.3,29.86,0.0671,0.17,14.96]
["June",13,"5PM to 6PM",17,"June 13, 2019 17:00","2019-06-13T17:00:00",105.1,64.3,33.1,28.9,29.79,0.0673,0.19,14.91]
["June",13,"8PM to 9PM",20,"June 13, 2019 20:00","2019-06-13T20:00:00",98.1,62.4,35.1,31.2,28.47,0.0682,{"v":0.2,"d":"0.20"},14.73]
["June",13,"11PM to 12AM",23,"June 13, 2019 23:00","2019-06-13T23:00:00",{"v":90,"d":"90.0"},60.5,37.9,{"v":35,"d":"35.0"},27.11,0.0692,0.23,14.53]
["June",14,"4AM to 5AM",4,"June 14, 2019 4:00","2019-06-14T04:00:00",{"v":81,"d":"81.0"},57.9,39.9,37.9,25.37,0.0703,0.25,{"v":14.3,"d":"14.30"}]
["June",14,"7AM to 8AM",7,"June 14, 2019 7:00","2019-06-14T07:00:00",87.1,60.5,{"v":41,"d":"41.0"},39.5,27.11,0.0695,0.26,14.47]
["June",14,"10AM to 11AM",10,"June 14, 2019 10:00","2019-06-14T10:00:00",{"v":100,"d":"100.0"},63.9,37.9,{"v":35,"d":"35.0"},29.55,0.0679,0.23,{"v":14.8,"d":"14.80"}]
["June",14,"2PM to 3PM",14,"June 14, 2019 14:00","2019-06-14T14:00:00",{"v":108,"d":"108.0"},65.9,{"v":36,"d":"36.0"},32.4,31.05,{"v":0.067,"d":"0.0670"},0.21,{"v":15,"d":"15.00"}]
["June",14,"5PM to 6PM",17,"June 14, 2019 17:00","2019-06-14T17:00:00",107.1,67.6,{"v":43,"d":"43.0"},42.7,32.46,{"v":0.067,"d":"0.0670"},0.28,15.01]
["June",14,"6PM to 7PM",18,"June 14, 2019 18:00","2019-06-14T18:00:00",{"v":104,"d":"104.0"},66.7,{"v":43,"d":"43.0"},42.7,31.72,0.0674,0.28,14.93]
["June",14,"9PM to 10PM",21,"June 14, 2019 21:00","2019-06-14T21:00:00",{"v":97,"d":"97.0"},65.6,{"v":46,"d":"46.0"},{"v":48,"d":"48.0"},30.86,0.0682,0.31,14.76]
["June",15,"12AM to 1AM",0,"June 15, 2019 0:00","2019-06-15",{"v":90,"d":"90.0"},63.6,46.9,49.7,29.42,0.0691,0.32,14.58]
["June",15,"5AM to 6AM",5,"June 15, 2019 5:00","2019-06-15T05:00:00",82.9,61.7,{"v":48,"d":"48.0"},51.8,28.04,0.0699,0.34,{"v":14.4,"d":"14.40"}]
["June",15,"8AM to 9AM",8,"June 15, 2019 8:00","2019-06-15T08:00:00",91.9,65.1,48.9,53.6,30.51,0.0688,0.35,14.65]
["June",15,"12PM to 1PM",12,"June 15, 2019 12:00","2019-06-15T12:00:00",105.1,68.8,{"v":48,"d":"48.0"},51.8,33.42,0.0672,0.34,14.99]
["June",15,"3PM to 4PM",15,"June 15, 2019 15:00","2019-06-15T15:00:00",107.1,{"v":67,"d":"67.0"},{"v":41,"d":"41.0"},39.5,31.96,{"v":0.067,"d":"0.0670"},0.26,{"v":15,"d":"15.00"}]
["June",15,"6PM to 7PM",18,"June 15, 2019 18:00","2019-06-15T18:00:00",{"v":106,"d":"106.0"},66.7,{"v":41,"d":"41.0"},39.5,{"v":31.7,"d":"31.70"},0.0672,0.26,14.97]
["June",15,"7PM to 8PM",19,"June 15, 2019 19:00","2019-06-15T19:00:00",102.9,66.1,42.1,41.2,31.22,0.0675,0.27,{"v":14.9,"d":"14.90"}]
["June",15,"10PM to 11PM",22,"June 15, 2019 22:00","2019-06-15T22:00:00",93.9,62.2,{"v":39,"d":"39.0"},36.6,28.31,0.0686,0.24,14.64]
["June",16,"2AM to 3AM",2,"June 16, 2019 2:00","2019-06-16T02:00:00",87.1,59.8,{"v":39,"d":"39.0"},36.6,26.65,0.0695,0.24,14.46]
["June",16,"6AM to 7AM",6,"June 16, 2019 6:00","2019-06-16T06:00:00",{"v":84,"d":"84.0"},{"v":59,"d":"59.0"},39.9,37.9,26.11,0.0699,0.25,14.39]
["June",16,"9AM to 10AM",9,"June 16, 2019 9:00","2019-06-16T09:00:00",98.1,62.7,{"v":36,"d":"36.0"},32.4,28.65,0.0682,0.21,14.74]
["June",16,"1PM to 2PM",13,"June 16, 2019 13:00","2019-06-16T13:00:00",105.1,64.3,33.1,28.9,29.79,0.0673,0.19,14.91]
["June",16,"4PM to 5PM",16,"June 16, 2019 16:00","2019-06-16T16:00:00",{"v":108,"d":"108.0"},67.6,42.1,41.2,32.45,0.0669,0.27,15.03]
["June",16,"7PM to 8PM",19,"June 16, 2019 19:00","2019-06-16T19:00:00",{"v":100,"d":"100.0"},67.2,{"v":48,"d":"48.0"},51.8,{"v":32.2,"d":"32.20"},0.0678,0.34,14.86]
["June",16,"8PM to 9PM",20,"June 16, 2019 20:00","2019-06-16T20:00:00",{"v":99,"d":"99.0"},67.3,48.9,53.6,32.22,0.0679,0.35,14.83]
["June",16,"11PM to 12AM",23,"June 16, 2019 23:00","2019-06-16T23:00:00",{"v":97,"d":"97.0"},64.5,{"v":43,"d":"43.0"},42.7,30.01,0.0682,0.28,14.74]
["June",17,"3AM to 4AM",3,"June 17, 2019 3:00","2019-06-17T03:00:00",{"v":88,"d":"88.0"},{"v":66,"d":"66.0"},{"v":54,"d":"54.0"},64.8,{"v":31.3,"d":"31.30"},0.0692,0.42,14.58]
["June",17,"7AM to 8AM",7,"June 17, 2019 7:00","2019-06-17T07:00:00",{"v":91,"d":"91.0"},66.6,53.1,62.6,31.71,0.0689,0.41,14.65]
["June",17,"10AM to 11AM",10,"June 17, 2019 10:00","2019-06-17T10:00:00",100.9,68.3,{"v":50,"d":"50.0"},55.8,33.05,0.0677,0.36,14.89]
["June",17,"2PM to 3PM",14,"June 17, 2019 14:00","2019-06-17T14:00:00",{"v":108,"d":"108.0"},69.2,46.9,49.7,33.79,0.0669,0.32,15.06]
["June",17,"5PM to 6PM",17,"June 17, 2019 17:00","2019-06-17T17:00:00",107.1,69.3,{"v":48,"d":"48.0"},51.8,{"v":33.9,"d":"33.90"},{"v":0.067,"d":"0.0670"},0.34,15.04]
["June",17,"8PM to 9PM",20,"June 17, 2019 20:00","2019-06-17T20:00:00",{"v":99,"d":"99.0"},62.2,33.1,28.9,28.31,0.0681,0.19,14.75]
["June",17,"9PM to 10PM",21,"June 17, 2019 21:00","2019-06-17T21:00:00",{"v":95,"d":"95.0"},{"v":62,"d":"62.0"},{"v":37,"d":"37.0"},33.8,28.13,0.0685,0.22,14.66]
["June",18,"12AM to 1AM",0,"June 18, 2019 0:00","2019-06-18",89.1,60.5,{"v":39,"d":"39.0"},36.6,27.13,0.0693,0.24,14.51]
["June",18,"5AM to 6AM",5,"June 18, 2019 5:00","2019-06-18T05:00:00",{"v":81,"d":"81.0"},58.3,{"v":41,"d":"41.0"},39.5,25.63,0.0703,0.26,14.31]
["June",18,"8AM to 9AM",8,"June 18, 2019 8:00","2019-06-18T08:00:00",{"v":93,"d":"93.0"},63.2,{"v":43,"d":"43.0"},42.7,29.05,0.0687,0.28,14.64]
["June",18,"11AM to 12PM",11,"June 18, 2019 11:00","2019-06-18T11:00:00",{"v":102,"d":"102.0"},64.3,{"v":37,"d":"37.0"},33.8,29.83,0.0677,0.22,14.85]
["June",18,"3PM to 4PM",15,"June 18, 2019 15:00","2019-06-18T15:00:00",107.1,65.9,{"v":37,"d":"37.0"},33.8,31.05,0.0671,0.22,14.98]
["June",18,"6PM to 7PM",18,"June 18, 2019 18:00","2019-06-18T18:00:00",102.9,63.6,33.1,28.9,29.27,0.0676,0.19,14.86]
["June",18,"9PM to 10PM",21,"June 18, 2019 21:00","2019-06-18T21:00:00",{"v":93,"d":"93.0"},60.7,35.1,31.2,27.25,0.0688,{"v":0.2,"d":"0.20"},{"v":14.6,"d":"14.60"}]
["June",18,"10PM to 11PM",22,"June 18, 2019 22:00","2019-06-18T22:00:00",{"v":91,"d":"91.0"},58.4,28.9,{"v":24,"d":"24.0"},25.63,0.0691,0.16,14.53]
["June",19,"1AM to 2AM",1,"June 19, 2019 1:00","2019-06-19T01:00:00",84.9,57.2,33.1,28.9,24.91,0.0698,0.19,14.38]
["June",19,"6AM to 7AM",6,"June 19, 2019 6:00","2019-06-19T06:00:00",{"v":81,"d":"81.0"},56.3,35.1,31.2,24.33,0.0703,{"v":0.2,"d":"0.20"},14.28]
["June",19,"9AM to 10AM",9,"June 19, 2019 9:00","2019-06-19T09:00:00",{"v":93,"d":"93.0"},59.4,{"v":30,"d":"30.0"},25.2,{"v":26.3,"d":"26.30"},0.0688,0.16,14.58]
["June",19,"12PM to 1PM",12,"June 19, 2019 12:00","2019-06-19T12:00:00",{"v":102,"d":"102.0"},62.7,30.9,26.3,28.64,0.0677,0.17,14.82]
["June",19,"4PM to 5PM",16,"June 19, 2019 16:00","2019-06-19T16:00:00",{"v":106,"d":"106.0"},64.6,33.1,28.9,30.01,0.0672,0.19,14.94]
["June",19,"7PM to 8PM",19,"June 19, 2019 19:00","2019-06-19T19:00:00",{"v":99,"d":"99.0"},62.2,33.1,28.9,28.31,0.0681,0.19,14.75]
["June",19,"8PM to 9PM",20,"June 19, 2019 20:00","2019-06-19T20:00:00",{"v":97,"d":"97.0"},61.8,{"v":34,"d":"34.0"},29.9,{"v":28,"d":"28.00"},0.0683,{"v":0.2,"d":"0.20"},{"v":14.7,"d":"14.70"}]
["June",20,"2AM to 3AM",2,"June 20, 2019 2:00","2019-06-20T02:00:00",{"v":82,"d":"82.0"},57.3,{"v":37,"d":"37.0"},33.8,{"v":25,"d":"25.00"},0.0702,0.22,14.32]
["June",20,"3AM to 4AM",3,"June 20, 2019 3:00","2019-06-20T03:00:00",80.1,57.5,39.9,37.9,25.15,0.0704,0.25,14.28]
["June",20,"7AM to 8AM",7,"June 20, 2019 7:00","2019-06-20T07:00:00",84.9,{"v":59,"d":"59.0"},{"v":39,"d":"39.0"},36.6,26.13,0.0698,0.24,14.41]
["June",20,"10AM to 11AM",10,"June 20, 2019 10:00","2019-06-20T10:00:00",98.1,61.9,33.1,28.9,28.09,0.0682,0.19,14.73]
["June",20,"1PM to 2PM",13,"June 20, 2019 13:00","2019-06-20T13:00:00",{"v":106,"d":"106.0"},63.6,28.9,{"v":24,"d":"24.0"},29.23,0.0673,0.16,14.92]
["June",20,"5PM to 6PM",17,{"$f":"A4105&\" \"&B4105&\", \"&$D$5&\" \"&D4105&\":00\"","v":"June 20, 2019 17:00"},{"$f":"DATEVALUE(E4105)+TIMEVALUE(E4105)","v":"2019-06-20T17:00:00"},105.1,63.3,28.9,{"v":24,"d":"24.0"},29.02,0.0674,0.16,{"v":14.9,"d":"14.90"}]
["June",20,"8PM to 9PM",20,"June 20, 2019 20:00","2019-06-20T20:00:00",96.1,59.9,{"v":28,"d":"28.0"},{"v":23,"d":"23.0"},26.69,0.0685,0.15,14.65]
["June",20,"9PM to 10PM",21,"June 20, 2019 21:00","2019-06-20T21:00:00",91.9,59.5,{"v":32,"d":"32.0"},27.6,26.42,0.0689,0.18,14.56]
["June",21,"3AM to 4AM",3,"June 21, 2019 3:00","2019-06-21T03:00:00",{"v":81,"d":"81.0"},56.6,{"v":36,"d":"36.0"},32.4,24.51,0.0703,0.21,14.29]
["June",21,"4AM to 5AM",4,"June 21, 2019 4:00","2019-06-21T04:00:00",80.1,57.2,{"v":39,"d":"39.0"},36.6,24.95,0.0704,0.24,14.28]
["June",21,"8AM to 9AM",8,"June 21, 2019 8:00","2019-06-21T08:00:00",87.1,{"v":58,"d":"58.0"},33.1,28.9,25.44,0.0696,0.19,14.44]
["June",21,"11AM to 12PM",11,"June 21, 2019 11:00","2019-06-21T11:00:00",{"v":100,"d":"100.0"},62.6,33.1,28.9,28.57,0.0679,0.19,14.78]
["June",21,"2PM to 3PM",14,"June 21, 2019 14:00","2019-06-21T14:00:00",105.1,64.5,{"v":34,"d":"34.0"},29.9,29.96,0.0673,{"v":0.2,"d":"0.20"},14.92]
["June",21,"6PM to 7PM",18,"June 21, 2019 18:00","2019-06-21T18:00:00",100.9,62.9,33.1,28.9,28.79,0.0678,0.19,{"v":14.8,"d":"14.80"}]
["June",21,"9PM to 10PM",21,"June 21, 2019 21:00","2019-06-21T21:00:00",{"v":91,"d":"91.0"},60.9,37.9,{"v":35,"d":"35.0"},27.37,{"v":0.069,"d":"0.0690"},0.23,14.56]
["June",22,"12AM to 1AM",0,"June 22, 2019 0:00","2019-06-22",84.9,57.5,{"v":34,"d":"34.0"},29.9,25.08,0.0698,{"v":0.2,"d":"0.20"},14.38]
["June",22,"2AM to 3AM",2,"June 22, 2019 2:00","2019-06-22T02:00:00",{"v":81,"d":"81.0"},55.4,{"v":32,"d":"32.0"},27.6,23.76,0.0703,0.18,14.27]
["June",22,"5AM to 6AM",5,"June 22, 2019 5:00","2019-06-22T05:00:00",80.1,{"v":56,"d":"56.0"},35.1,31.2,24.11,0.0704,{"v":0.2,"d":"0.20"},14.26]
["June",22,"9AM to 10AM",9,"June 22, 2019 9:00","2019-06-22T09:00:00",{"v":95,"d":"95.0"},59.3,{"v":27,"d":"27.0"},21.9,26.25,0.0686,0.14,14.62]
["June",22,"12PM to 1PM",12,"June 22, 2019 12:00","2019-06-22T12:00:00",{"v":100,"d":"100.0"},62.3,{"v":32,"d":"32.0"},27.6,28.38,0.0679,0.18,14.78]
["June",22,"4PM to 5PM",16,"June 22, 2019 16:00","2019-06-22T16:00:00",105.1,64.3,33.1,28.9,29.79,0.0673,0.19,14.91]
["June",22,"7PM to 8PM",19,"June 22, 2019 19:00","2019-06-22T19:00:00",{"v":97,"d":"97.0"},61.8,{"v":34,"d":"34.0"},29.9,{"v":28,"d":"28.00"},0.0683,{"v":0.2,"d":"0.20"},{"v":14.7,"d":"14.70"}]
["June",22,"10PM to 11PM",22,"June 22, 2019 22:00","2019-06-22T22:00:00",{"v":93,"d":"93.0"},60.7,35.1,31.2,27.25,0.0688,{"v":0.2,"d":"0.20"},{"v":14.6,"d":"14.60"}]
["June",23,"1AM to 2AM",1,"June 23, 2019 1:00","2019-06-23T01:00:00",89.1,59.9,{"v":37,"d":"37.0"},33.8,{"v":26.7,"d":"26.70"},0.0693,0.22,14.51]
["June",23,"3AM to 4AM",3,"June 23, 2019 3:00","2019-06-23T03:00:00",84.9,58.1,{"v":36,"d":"36.0"},32.4,25.47,0.0698,0.21,14.39]
["June",23,"6AM to 7AM",6,"June 23, 2019 6:00","2019-06-23T06:00:00",{"v":84,"d":"84.0"},57.7,{"v":36,"d":"36.0"},32.4,25.25,0.0699,0.21,14.37]
["June",23,"10AM to 11AM",{"$f":"IF(D4169+1>23,0,D4169+1)","v":10},"June 23, 2019 10:00","2019-06-23T10:00:00",{"v":100,"d":"100.0"},63.7,{"v":37,"d":"37.0"},33.8,29.35,0.0679,0.22,{"v":14.8,"d":"14.80"}]
["June",23,"1PM to 2PM",13,"June 23, 2019 13:00","2019-06-23T13:00:00",{"v":106,"d":"106.0"},65.1,35.1,31.2,30.39,0.0672,{"v":0.2,"d":"0.20"},14.94]
["June",23,"5PM to 6PM",17,"June 23, 2019 17:00","2019-06-23T17:00:00",{"v":108,"d":"108.0"},67.6,42.1,41.2,32.45,0.0669,0.27,15.03]
["June",23,"8PM to 9PM",20,"June 23, 2019 20:00","2019-06-23T20:00:00",{"v":99,"d":"99.0"},66.5,46.9,49.7,{"v":31.6,"d":"31.60"},{"v":0.068,"d":"0.0680"},0.32,14.82]
["June",23,"10PM to 11PM",22,"June 23, 2019 22:00","2019-06-23T22:00:00",98.1,66.2,46.9,49.7,31.38,0.0681,0.32,{"v":14.8,"d":"14.80"}]
["June",24,"1AM to 2AM",1,"June 24, 2019 1:00","2019-06-24T01:00:00",{"v":91,"d":"91.0"},66.1,{"v":52,"d":"52.0"},60.2,31.32,0.0689,0.39,14.65]
["June",24,"4AM to 5AM",4,"June 24, 2019 4:00","2019-06-24T04:00:00",{"v":86,"d":"86.0"},{"v":65,"d":"65.0"},53.1,62.6,30.48,0.0695,0.41,14.52]
["June",24,"7AM to 8AM",7,"June 24, 2019 7:00","2019-06-24T07:00:00",{"v":90,"d":"90.0"},66.2,53.1,62.6,31.45,{"v":0.069,"d":"0.0690"},0.41,14.62]
["June",24,"11AM to 12PM",11,"June 24, 2019 11:00","2019-06-24T11:00:00",98.1,{"v":67,"d":"67.0"},48.9,53.6,{"v":32,"d":"32.00"},{"v":0.068,"d":"0.0680"},0.35,14.81]
["June",24,"2PM to 3PM",14,"June 24, 2019 14:00","2019-06-24T14:00:00",{"v":104,"d":"104.0"},68.4,{"v":48,"d":"48.0"},51.8,33.16,0.0673,0.34,14.96]
["June",24,"6PM to 7PM",18,"June 24, 2019 18:00","2019-06-24T18:00:00",{"v":99,"d":"99.0"},68.1,51.1,58.2,32.94,0.0679,0.38,14.85]
["June",24,"9PM to 10PM",21,"June 24, 2019 21:00","2019-06-24T21:00:00",{"v":93,"d":"93.0"},68.1,{"v":55,"d":"55.0"},67.4,32.94,0.0686,0.44,14.72]
["June",24,"11PM to 12AM",23,"June 24, 2019 23:00","2019-06-24T23:00:00",91.9,67.7,{"v":55,"d":"55.0"},67.4,32.68,0.0687,0.44,14.69]
["June",25,"2AM to 3AM",2,"June 25, 2019 2:00","2019-06-25T02:00:00",{"v":88,"d":"88.0"},67.5,{"v":57,"d":"57.0"},72.5,32.51,0.0692,0.47,{"v":14.6,"d":"14.60"}]
["June",25,"5AM to 6AM",5,"June 25, 2019 5:00","2019-06-25T05:00:00",84.9,68.2,60.1,81.1,33.11,0.0695,0.52,14.55]
["June",25,"9AM to 10AM",9,"June 25, 2019 9:00","2019-06-25T09:00:00",93.9,69.7,57.9,74.9,34.35,0.0684,0.48,14.77]
["June",25,"12PM to 1PM",12,"June 25, 2019 12:00","2019-06-25T12:00:00",{"v":102,"d":"102.0"},71.1,55.9,69.7,{"v":35.5,"d":"35.50"},0.0675,0.45,14.97]
["June",25,"3PM to 4PM",15,"June 25, 2019 15:00","2019-06-25T15:00:00",{"v":106,"d":"106.0"},71.8,{"v":55,"d":"55.0"},67.4,36.11,{"v":0.067,"d":"0.0670"},0.44,15.07]
["June",25,"7PM to 8PM",19,"June 25, 2019 19:00","2019-06-25T19:00:00",91.9,67.2,{"v":54,"d":"54.0"},64.8,32.26,0.0687,0.42,14.68]
["June",25,"8PM to 9PM",20,"June 25, 2019 20:00","2019-06-25T20:00:00",93.9,66.6,51.1,58.2,31.71,0.0685,0.38,14.72]
["June",26,"2AM to 3AM",{"$f":"IF(D4233+1>23,0,D4233+1)","v":2},"June 26, 2019 2:00","2019-06-26T02:00:00",{"v":86,"d":"86.0"},66.9,{"v":57,"d":"57.0"},72.5,32.03,0.0694,0.47,14.55]
["June",26,"3AM to 4AM",3,"June 26, 2019 3:00","2019-06-26T03:00:00",84.9,67.6,{"v":59,"d":"59.0"},77.9,32.62,0.0695,{"v":0.5,"d":"0.50"},14.54]
["June",26,"6AM to 7AM",6,"June 26, 2019 6:00","2019-06-26T06:00:00",{"v":86,"d":"86.0"},66.9,{"v":57,"d":"57.0"},72.5,32.03,0.0694,0.47,14.55]
["June",26,"10AM to 11AM",10,"June 26, 2019 10:00","2019-06-26T10:00:00",{"v":100,"d":"100.0"},67.6,48.9,53.6,32.48,0.0678,0.35,14.86]
["June",26,"1PM to 2PM",13,"June 26, 2019 13:00","2019-06-26T13:00:00",{"v":108,"d":"108.0"},70.3,{"v":50,"d":"50.0"},55.8,34.76,0.0668,0.36,15.08]
["June",26,"4PM to 5PM",16,"June 26, 2019 16:00","2019-06-26T16:00:00",{"v":109,"d":"109.0"},70.2,48.9,53.6,34.67,0.0667,0.35,{"v":15.1,"d":"15.10"}]
["June",26,"8PM to 9PM",20,"June 26, 2019 20:00","2019-06-26T20:00:00",102.9,67.7,46.9,49.7,32.57,0.0675,0.32,14.93]
["June",26,"9PM to 10PM",21,"June 26, 2019 21:00","2019-06-26T21:00:00",{"v":100,"d":"100.0"},67.6,48.9,53.6,32.48,0.0678,0.35,14.86]
["June",27,"1AM to 2AM",1,"June 27, 2019 1:00","2019-06-27T01:00:00",{"v":93,"d":"93.0"},66.3,51.1,58.2,31.49,0.0686,0.38,14.69]
["June",27,"4AM to 5AM",4,"June 27, 2019 4:00","2019-06-27T04:00:00",89.1,64.6,{"v":50,"d":"50.0"},55.8,30.16,0.0691,0.36,14.58]
["June",27,"7AM to 8AM",7,"June 27, 2019 7:00","2019-06-27T07:00:00",91.9,66.4,{"v":52,"d":"52.0"},60.2,31.54,0.0688,0.39,14.67]
["June",27,"11AM to 12PM",11,"June 27, 2019 11:00","2019-06-27T11:00:00",105.1,69.1,48.9,53.6,33.71,0.0672,0.35,{"v":15,"d":"15.00"}]
["June",27,"2PM to 3PM",14,"June 27, 2019 14:00","2019-06-27T14:00:00",109.9,69.8,46.9,49.7,34.27,0.0666,0.32,15.11]
["June",27,"5PM to 6PM",17,"June 27, 2019 17:00","2019-06-27T17:00:00",109.9,68.8,44.1,44.5,33.45,0.0667,0.29,15.09]
["June",27,"10PM to 11PM",22,"June 27, 2019 22:00","2019-06-27T22:00:00",{"v":99,"d":"99.0"},69.3,{"v":54,"d":"54.0"},64.8,33.98,0.0679,0.42,14.87]
["June",28,"1AM to 2AM",1,"June 28, 2019 1:00","2019-06-28T01:00:00",{"v":95,"d":"95.0"},67.8,53.1,62.6,32.67,0.0684,0.41,14.76]
["June",28,"2AM to 3AM",2,"June 28, 2019 2:00","2019-06-28T02:00:00",93.9,67.4,53.1,62.6,32.41,0.0685,0.41,14.73]
["June",28,"5AM to 6AM",5,"June 28, 2019 5:00","2019-06-28T05:00:00",89.1,66.4,{"v":54,"d":"54.0"},64.8,31.56,0.0691,0.42,14.61]
["June",28,"8AM to 9AM",8,"June 28, 2019 8:00","2019-06-28T08:00:00",93.9,67.4,53.1,62.6,32.41,0.0685,0.41,14.73]
["June",28,"12PM to 1PM",12,"June 28, 2019 12:00","2019-06-28T12:00:00",{"v":102,"d":"102.0"},69.8,53.1,62.6,34.39,0.0675,0.41,14.95]
["June",28,"3PM to 4PM",15,"June 28, 2019 15:00","2019-06-28T15:00:00",{"v":106,"d":"106.0"},69.8,{"v":50,"d":"50.0"},55.8,34.28,0.0671,0.36,15.03]
["June",28,"6PM to 7PM",{"$f":"IF(D4297+1>23,0,D4297+1)","v":18},"June 28, 2019 18:00","2019-06-28T18:00:00",{"v":102,"d":"102.0"},67.4,46.9,49.7,32.35,0.0676,0.32,{"v":14.9,"d":"14.90"}]
["June",28,"11PM to 12AM",23,"June 28, 2019 23:00","2019-06-28T23:00:00",96.1,68.1,53.1,62.6,32.94,0.0682,0.41,14.79]
["June",29,"2AM to 3AM",2,"June 29, 2019 2:00","2019-06-29T02:00:00",91.9,66.8,53.1,62.6,31.93,0.0687,0.41,14.68]
["June",29,"3AM to 4AM",3,"June 29, 2019 3:00","2019-06-29T03:00:00",{"v":91,"d":"91.0"},66.6,53.1,62.6,31.71,0.0689,0.41,14.65]
["June",29,"6AM to 7AM",6,"June 29, 2019 6:00","2019-06-29T06:00:00",{"v":90,"d":"90.0"},65.7,{"v":52,"d":"52.0"},60.2,31.06,{"v":0.069,"d":"0.0690"},0.39,14.62]
["June",29,"9AM to 10AM",9,"June 29, 2019 9:00","2019-06-29T09:00:00",{"v":95,"d":"95.0"},67.8,53.1,62.6,32.67,0.0684,0.41,14.76]
["June",29,"1PM to 2PM",13,"June 29, 2019 13:00","2019-06-29T13:00:00",{"v":91,"d":"91.0"},68.9,57.9,74.9,33.64,0.0688,0.48,14.69]
["June",29,"4PM to 5PM",16,"June 29, 2019 16:00","2019-06-29T16:00:00",{"v":90,"d":"90.0"},69.7,60.1,81.1,34.35,0.0689,0.52,14.69]
["June",29,"8PM to 9PM",20,"June 29, 2019 20:00","2019-06-29T20:00:00",87.1,68.8,60.1,81.1,33.64,0.0692,0.52,14.61]
["June",30,"12AM to 1AM",0,"June 30, 2019 0:00","2019-06-30",82.9,67.6,60.1,81.1,32.62,0.0698,0.52,{"v":14.5,"d":"14.50"}]
["June",30,"3AM to 4AM",3,"June 30, 2019 3:00","2019-06-30T03:00:00",{"v":81,"d":"81.0"},68.1,62.1,87.1,33.08,{"v":0.07,"d":"0.0700"},0.56,14.46]
["June",30,"4AM to 5AM",4,"June 30, 2019 4:00","2019-06-30T04:00:00",80.1,67.8,62.1,87.1,32.86,0.0701,0.56,14.44]
["June",30,"7AM to 8AM",7,"June 30, 2019 7:00","2019-06-30T07:00:00",{"v":86,"d":"86.0"},68.5,60.1,81.1,33.37,0.0694,0.52,14.58]
["June",30,"10AM to 11AM",10,"June 30, 2019 10:00","2019-06-30T10:00:00",{"v":95,"d":"95.0"},{"v":70,"d":"70.0"},57.9,74.9,34.61,0.0683,0.48,{"v":14.8,"d":"14.80"}]
["June",30,"2PM to 3PM",14,"June 30, 2019 14:00","2019-06-30T14:00:00",100.9,71.3,{"v":57,"d":"57.0"},72.5,35.68,0.0676,0.47,14.95]
["June",30,"5PM to 6PM",17,"June 30, 2019 17:00","2019-06-30T17:00:00",{"v":100,"d":"100.0"},70.5,55.9,69.7,35.02,0.0677,0.45,14.92]
["June",30,"9PM to 10PM",21,"June 30, 2019 21:00","2019-06-30T21:00:00",93.7,69.3,57.2,{"v":73,"d":"73.0"},{"v":34,"d":"34.00"},0.0685,0.47,14.76]
["July",1,"1AM to 2AM",1,"July 1, 2019 1:00","2019-07-01T01:00:00",88.5,{"v":68,"d":"68.0"},57.7,74.4,32.95,0.0691,0.48,14.63]
["July",1,"4AM to 5AM",4,"July 1, 2019 4:00","2019-07-01T04:00:00",87.1,67.2,{"v":57,"d":"57.0"},72.5,32.29,0.0693,0.47,14.58]
["July",1,"5AM to 6AM",5,"July 1, 2019 5:00","2019-07-01T05:00:00",{"v":86,"d":"86.0"},66.9,{"v":57,"d":"57.0"},72.5,32.03,0.0694,0.47,14.55]
["July",1,"8AM to 9AM",8,"July 1, 2019 8:00","2019-07-01T08:00:00",89.1,66.4,{"v":54,"d":"54.0"},64.8,31.56,0.0691,0.42,14.61]
["July",1,"12PM to 1PM",12,"July 1, 2019 12:00","2019-07-01T12:00:00",105.1,70.3,{"v":52,"d":"52.0"},60.2,34.74,0.0672,0.39,15.02]
["July",1,"3PM to 4PM",15,"July 1, 2019 15:00","2019-07-01T15:00:00",107.1,{"v":69,"d":"69.0"},46.9,49.7,33.57,{"v":0.067,"d":"0.0670"},0.32,15.04]
["July",1,"6PM to 7PM",18,"July 1, 2019 18:00","2019-07-01T18:00:00",{"v":104,"d":"104.0"},{"v":68,"d":"68.0"},46.9,49.7,32.83,0.0673,0.32,14.95]
["July",1,"11PM to 12AM",23,"July 1, 2019 23:00","2019-07-01T23:00:00",98.1,69.1,{"v":54,"d":"54.0"},64.8,33.76,{"v":0.068,"d":"0.0680"},0.42,14.85]
["July",2,"2AM to 3AM",2,"July 2, 2019 2:00","2019-07-02T02:00:00",91.9,68.2,55.9,69.7,33.04,0.0687,0.45,{"v":14.7,"d":"14.70"}]
["July",2,"5AM to 6AM",5,"July 2, 2019 5:00","2019-07-02T05:00:00",{"v":90,"d":"90.0"},67.1,{"v":55,"d":"55.0"},67.4,{"v":32.2,"d":"32.20"},{"v":0.069,"d":"0.0690"},0.44,14.64]
["July",2,"6AM to 7AM",6,"July 2, 2019 6:00","2019-07-02T06:00:00",{"v":91,"d":"91.0"},67.5,{"v":55,"d":"55.0"},67.4,32.46,0.0688,0.44,14.67]
["July",2,"9AM to 10AM",9,"July 2, 2019 9:00","2019-07-02T09:00:00",{"v":100,"d":"100.0"},69.7,{"v":54,"d":"54.0"},64.8,34.24,0.0677,0.42,{"v":14.9,"d":"14.90"}]
["July",2,"1PM to 2PM",13,"July 2, 2019 13:00","2019-07-02T13:00:00",{"v":109,"d":"109.0"},68.9,{"v":45,"d":"45.0"},46.1,33.48,0.0668,{"v":0.3,"d":"0.30"},15.08]
["July",2,"4PM to 5PM",16,"July 2, 2019 16:00","2019-07-02T16:00:00",{"v":109,"d":"109.0"},68.2,{"v":43,"d":"43.0"},42.7,32.94,0.0668,0.28,15.06]
["July",2,"7PM to 8PM",19,"July 2, 2019 19:00","2019-07-02T19:00:00",{"v":99,"d":"99.0"},68.9,53.1,62.6,33.64,0.0679,0.41,14.86]
["July",3,"12AM to 1AM",0,"July 3, 2019 0:00","2019-07-03",{"v":90,"d":"90.0"},66.6,{"v":54,"d":"54.0"},64.8,31.78,{"v":0.069,"d":"0.0690"},0.42,14.63]
["July",3,"3AM to 4AM",3,"July 3, 2019 3:00","2019-07-03T03:00:00",84.9,66.6,{"v":57,"d":"57.0"},72.5,31.77,0.0696,0.47,14.52]
["July",3,"6AM to 7AM",6,"July 3, 2019 6:00","2019-07-03T06:00:00",{"v":88,"d":"88.0"},65.1,{"v":52,"d":"52.0"},60.2,30.57,0.0693,0.39,14.56]
["July",3,"7AM to 8AM",7,"July 3, 2019 7:00","2019-07-03T07:00:00",{"v":91,"d":"91.0"},63.6,{"v":46,"d":"46.0"},{"v":48,"d":"48.0"},29.41,0.0689,0.31,14.61]
["July",3,"10AM to 11AM",10,"July 3, 2019 10:00","2019-07-03T10:00:00",98.1,64.5,42.1,41.2,30.04,0.0681,0.27,14.77]
["July",3,"2PM to 3PM",14,"July 3, 2019 14:00","2019-07-03T14:00:00",107.1,68.3,{"v":45,"d":"45.0"},46.1,{"v":33,"d":"33.00"},{"v":0.067,"d":"0.0670"},{"v":0.3,"d":"0.30"},15.02]
["July",3,"4PM to 5PM",16,"July 3, 2019 16:00","2019-07-03T16:00:00",{"v":108,"d":"108.0"},68.9,{"v":46,"d":"46.0"},{"v":48,"d":"48.0"},33.53,0.0669,0.31,15.05]
["July",3,"9PM to 10PM",21,"July 3, 2019 21:00","2019-07-03T21:00:00",98.1,67.8,51.1,58.2,32.72,{"v":0.068,"d":"0.0680"},0.38,14.83]
["July",4,"1AM to 2AM",1,{"$f":"A4425&\" \"&B4425&\", \"&$D$5&\" \"&D4425&\":00\"","v":"July 4, 2019 1:00"},{"$f":"DATEVALUE(E4425)+TIMEVALUE(E4425)","v":"2019-07-04T01:00:00"},91.9,{"v":66,"d":"66.0"},51.1,58.2,31.22,0.0688,0.38,14.66]
["July",4,"4AM to 5AM",4,"July 4, 2019 4:00","2019-07-04T04:00:00",{"v":86,"d":"86.0"},63.6,{"v":50,"d":"50.0"},55.8,29.41,0.0695,0.36,{"v":14.5,"d":"14.50"}]
["July",4,"5AM to 6AM",5,"July 4, 2019 5:00","2019-07-04T05:00:00",{"v":86,"d":"86.0"},64.1,51.1,58.2,29.78,0.0695,0.38,{"v":14.5,"d":"14.50"}]
["July",4,"8AM to 9AM",8,"July 4, 2019 8:00","2019-07-04T08:00:00",93.9,65.7,48.9,53.6,30.99,0.0685,0.35,{"v":14.7,"d":"14.70"}]
["July",4,"11AM to 12PM",11,"July 4, 2019 11:00","2019-07-04T11:00:00",100.9,65.5,42.1,41.2,30.74,0.0678,0.27,14.84]
["July",4,"3PM to 4PM",15,"July 4, 2019 15:00","2019-07-04T15:00:00",107.1,{"v":68,"d":"68.0"},44.1,44.5,32.75,{"v":0.067,"d":"0.0670"},0.29,15.02]
["July",4,"5PM to 6PM",17,"July 4, 2019 17:00","2019-07-04T17:00:00",{"v":106,"d":"106.0"},{"v":68,"d":"68.0"},{"v":45,"d":"45.0"},46.1,32.74,0.0671,{"v":0.3,"d":"0.30"},14.99]
["July",4,"10PM to 11PM",22,"July 4, 2019 22:00","2019-07-04T22:00:00",96.1,65.6,46.9,49.7,{"v":30.9,"d":"30.90"},0.0683,0.32,14.74]
["July",5,"2AM to 3AM",2,"July 5, 2019 2:00","2019-07-05T02:00:00",{"v":91,"d":"91.0"},64.8,48.9,53.6,30.29,0.0689,0.35,14.62]
["July",5,"5AM to 6AM",5,"July 5, 2019 5:00","2019-07-05T05:00:00",{"v":91,"d":"91.0"},65.2,{"v":50,"d":"50.0"},55.8,30.64,0.0689,0.36,14.63]
["July",5,"6AM to 7AM",6,"July 5, 2019 6:00","2019-07-05T06:00:00",91.9,67.2,{"v":54,"d":"54.0"},64.8,32.26,0.0687,0.42,14.68]
["July",5,"9AM to 10AM",9,"July 5, 2019 9:00","2019-07-05T09:00:00",100.9,69.5,53.1,62.6,34.12,0.0676,0.41,14.92]
["July",5,"12PM to 1PM",12,"July 5, 2019 12:00","2019-07-05T12:00:00",{"v":108,"d":"108.0"},70.7,51.1,58.2,35.13,0.0668,0.38,15.09]
["July",5,"6PM to 7PM",18,"July 5, 2019 18:00","2019-07-05T18:00:00",{"v":106,"d":"106.0"},70.2,51.1,58.2,34.65,0.0671,0.38,15.04]
["July",5,"8PM to 9PM",20,"July 5, 2019 20:00","2019-07-05T20:00:00",{"v":102,"d":"102.0"},67.8,{"v":48,"d":"48.0"},51.8,32.68,0.0676,0.34,14.91]
["July",5,"11PM to 12AM",23,"July 5, 2019 23:00","2019-07-05T23:00:00",{"v":95,"d":"95.0"},{"v":66,"d":"66.0"},48.9,53.6,31.25,0.0684,0.35,14.73]
["July",6,"3AM to 4AM",3,"July 6, 2019 3:00","2019-07-06T03:00:00",{"v":90,"d":"90.0"},62.9,{"v":45,"d":"45.0"},46.1,28.84,0.0691,{"v":0.3,"d":"0.30"},14.57]
["July",6,"6AM to 7AM",6,"July 6, 2019 6:00","2019-07-06T06:00:00",{"v":88,"d":"88.0"},63.8,48.9,53.6,29.54,0.0693,0.35,14.54]
["July",6,"7AM to 8AM",7,"July 6, 2019 7:00","2019-07-06T07:00:00",{"v":91,"d":"91.0"},65.7,51.1,58.2,31.01,0.0689,0.38,14.64]
["July",6,"10AM to 11AM",10,"July 6, 2019 10:00","2019-07-06T10:00:00",100.9,69.1,{"v":52,"d":"52.0"},60.2,33.73,0.0677,0.39,14.91]
["July",6,"1PM to 2PM",13,"July 6, 2019 13:00","2019-07-06T13:00:00",107.1,68.6,{"v":46,"d":"46.0"},{"v":48,"d":"48.0"},33.31,{"v":0.067,"d":"0.0670"},0.31,15.03]
["July",6,"7PM to 8PM",19,"July 6, 2019 19:00","2019-07-06T19:00:00",102.9,71.3,55.9,69.7,35.72,0.0674,0.45,14.99]
["July",6,"9PM to 10PM",21,"July 6, 2019 21:00","2019-07-06T21:00:00",{"v":99,"d":"99.0"},71.2,57.9,74.9,35.58,0.0678,0.48,14.91]
["July",7,"1AM to 2AM",1,"July 7, 2019 1:00","2019-07-07T01:00:00",93.9,69.3,{"v":57,"d":"57.0"},72.5,33.97,0.0684,0.47,14.76]
["July",7,"4AM to 5AM",4,"July 7, 2019 4:00","2019-07-07T04:00:00",{"v":90,"d":"90.0"},72.4,64.9,96.6,36.78,0.0688,0.62,14.74]
["July",7,"7AM to 8AM",7,"July 7, 2019 7:00","2019-07-07T07:00:00",91.9,72.9,64.9,96.6,37.27,0.0685,0.62,14.79]
["July",7,"8AM to 9AM",8,"July 7, 2019 8:00","2019-07-07T08:00:00",{"v":95,"d":"95.0"},73.7,64.9,96.6,38.02,0.0682,0.62,14.87]
["July",7,"11AM to 12PM",11,"July 7, 2019 11:00","2019-07-07T11:00:00",{"v":102,"d":"102.0"},74.5,{"v":63,"d":"63.0"},{"v":90,"d":"90.0"},38.71,0.0674,0.58,15.04]
["July",7,"4PM to 5PM",16,"July 7, 2019 16:00","2019-07-07T16:00:00",{"v":108,"d":"108.0"},74.1,{"v":59,"d":"59.0"},77.9,38.26,0.0667,{"v":0.5,"d":"0.50"},15.16]
["July",7,"7PM to 8PM",19,"July 7, 2019 19:00","2019-07-07T19:00:00",{"v":104,"d":"104.0"},{"v":74,"d":"74.0"},{"v":61,"d":"61.0"},83.8,38.21,0.0672,0.54,15.07]
["July",7,"10PM to 11PM",22,"July 7, 2019 22:00","2019-07-07T22:00:00",{"v":99,"d":"99.0"},73.2,62.1,87.1,{"v":37.5,"d":"37.50"},0.0677,0.56,14.95]
["July",8,"2AM to 3AM",2,"July 8, 2019 2:00","2019-07-08T02:00:00",{"v":93,"d":"93.0"},{"v":71,"d":"71.0"},{"v":61,"d":"61.0"},83.8,35.52,0.0685,0.54,14.78]
["July",8,"5AM to 6AM",5,"July 8, 2019 5:00","2019-07-08T05:00:00",{"v":88,"d":"88.0"},71.8,64.9,96.6,36.29,{"v":0.069,"d":"0.0690"},0.62,14.68]
["July",8,"8AM to 9AM",8,"July 8, 2019 8:00","2019-07-08T08:00:00",{"v":95,"d":"95.0"},73.2,{"v":64,"d":"64.0"},93.5,37.54,0.0682,{"v":0.6,"d":"0.60"},14.86]
["July",8,"9AM to 10AM",9,"July 8, 2019 9:00","2019-07-08T09:00:00",{"v":99,"d":"99.0"},72.7,{"v":61,"d":"61.0"},83.8,36.98,0.0678,0.54,14.94]
["July",8,"1PM to 2PM",13,"July 8, 2019 13:00","2019-07-08T13:00:00",107.1,72.5,55.9,69.7,36.73,0.0669,0.45,{"v":15.1,"d":"15.10"}]
["July",8,"5PM to 6PM",17,"July 8, 2019 17:00","2019-07-08T17:00:00",{"v":109,"d":"109.0"},71.8,53.1,62.6,{"v":36.1,"d":"36.10"},0.0667,0.41,15.13]
["July",8,"8PM to 9PM",20,"July 8, 2019 20:00","2019-07-08T20:00:00",{"v":102,"d":"102.0"},70.7,{"v":55,"d":"55.0"},67.4,35.14,0.0675,0.44,14.96]
["July",8,"11PM to 12AM",23,"July 8, 2019 23:00","2019-07-08T23:00:00",98.1,70.5,{"v":57,"d":"57.0"},72.5,34.98,0.0679,0.47,14.87]
["July",9,"3AM to 4AM",3,"July 9, 2019 3:00","2019-07-09T03:00:00",{"v":91,"d":"91.0"},70.5,{"v":61,"d":"61.0"},83.8,35.03,0.0687,0.54,14.72]
["July",9,"6AM to 7AM",6,"July 9, 2019 6:00","2019-07-09T06:00:00",{"v":90,"d":"90.0"},71.2,{"v":63,"d":"63.0"},{"v":90,"d":"90.0"},35.74,0.0688,0.58,14.72]
["July",9,"9AM to 10AM",9,{"$f":"A4553&\" \"&B4553&\", \"&$D$5&\" \"&D4553&\":00\"","v":"July 9, 2019 9:00"},{"$f":"DATEVALUE(E4553)+TIMEVALUE(E4553)","v":"2019-07-09T09:00:00"},{"v":100,"d":"100.0"},73.5,62.1,87.1,37.77,0.0676,0.56,14.98]
["July",9,"10AM to 11AM",{"$f":"IF(D4553+1>23,0,D4553+1)","v":10},"July 9, 2019 10:00","2019-07-09T10:00:00",{"v":102,"d":"102.0"},73.5,{"v":61,"d":"61.0"},83.8,37.73,0.0674,0.54,15.02]
["July",9,"2PM to 3PM",14,"July 9, 2019 14:00","2019-07-09T14:00:00",{"v":108,"d":"108.0"},72.4,{"v":55,"d":"55.0"},67.4,36.59,0.0668,0.44,15.12]
["July",9,"6PM to 7PM",18,"July 9, 2019 18:00","2019-07-09T18:00:00",{"v":99,"d":"99.0"},68.5,{"v":52,"d":"52.0"},60.2,33.25,0.0679,0.39,14.86]
["July",9,"9PM to 10PM",21,"July 9, 2019 21:00","2019-07-09T21:00:00",{"v":95,"d":"95.0"},67.8,53.1,62.6,32.67,0.0684,0.41,14.76]
["July",10,"12AM to 1AM",0,"July 10, 2019 0:00","2019-07-10",89.1,70.5,62.1,87.1,35.07,{"v":0.069,"d":"0.0690"},0.56,14.68]
["July",10,"4AM to 5AM",4,"July 10, 2019 4:00","2019-07-10T04:00:00",84.9,68.7,{"v":61,"d":"61.0"},83.8,33.53,0.0695,0.54,14.56]
["July",10,"7AM to 8AM",7,"July 10, 2019 7:00","2019-07-10T07:00:00",89.1,69.9,{"v":61,"d":"61.0"},83.8,34.55,{"v":0.069,"d":"0.0690"},0.54,14.67]
["July",10,"10AM to 11AM",10,"July 10, 2019 10:00","2019-07-10T10:00:00",{"v":97,"d":"97.0"},71.7,60.1,81.1,36.07,{"v":0.068,"d":"0.0680"},0.52,14.87]
["July",10,"11AM to 12PM",11,"July 10, 2019 11:00","2019-07-10T11:00:00",{"v":100,"d":"100.0"},72.5,60.1,81.1,36.82,0.0676,0.52,14.95]
["July",10,"3PM to 4PM",15,"July 10, 2019 15:00","2019-07-10T15:00:00",{"v":106,"d":"106.0"},74.1,60.1,81.1,38.27,0.0669,0.52,15.11]
["July",10,"7PM to 8PM",19,"July 10, 2019 19:00","2019-07-10T19:00:00",{"v":90,"d":"90.0"},67.1,{"v":55,"d":"55.0"},67.4,{"v":32.2,"d":"32.20"},{"v":0.069,"d":"0.0690"},0.44,14.64]
["July",10,"10PM to 11PM",22,"July 10, 2019 22:00","2019-07-10T22:00:00",89.1,68.3,57.9,74.9,33.16,{"v":0.069,"d":"0.0690"},0.48,14.64]
["July",11,"1AM to 2AM",1,"July 11, 2019 1:00","2019-07-11T01:00:00",{"v":84,"d":"84.0"},67.9,60.1,81.1,32.89,0.0696,0.52,14.53]
["July",11,"5AM to 6AM",5,"July 11, 2019 5:00","2019-07-11T05:00:00",{"v":81,"d":"81.0"},68.6,{"v":63,"d":"63.0"},{"v":90,"d":"90.0"},33.53,{"v":0.07,"d":"0.0700"},0.58,14.47]
["July",11,"8AM to 9AM",8,"July 11, 2019 8:00","2019-07-11T08:00:00",{"v":88,"d":"88.0"},69.6,{"v":61,"d":"61.0"},83.8,34.28,0.0691,0.54,14.64]
["July",11,"9AM to 10AM",9,"July 11, 2019 9:00","2019-07-11T09:00:00",{"v":91,"d":"91.0"},{"v":70,"d":"70.0"},60.1,81.1,34.61,0.0687,0.52,14.71]
["July",11,"12PM to 1PM",12,"July 11, 2019 12:00","2019-07-11T12:00:00",{"v":97,"d":"97.0"},72.1,{"v":61,"d":"61.0"},83.8,36.49,{"v":0.068,"d":"0.0680"},0.54,14.88]
["July",11,"4PM to 5PM",16,"July 11, 2019 16:00","2019-07-11T16:00:00",100.9,72.2,{"v":59,"d":"59.0"},77.9,36.54,0.0676,{"v":0.5,"d":"0.50"},14.97]
["July",11,"8PM to 9PM",20,"July 11, 2019 20:00","2019-07-11T20:00:00",{"v":97,"d":"97.0"},69.7,55.9,69.7,34.27,0.0681,0.45,14.84]
["July",11,"11PM to 12AM",23,"July 11, 2019 23:00","2019-07-11T23:00:00",91.9,68.2,55.9,69.7,33.04,0.0687,0.45,{"v":14.7,"d":"14.70"}]
["July",12,"2AM to 3AM",{"$f":"IF(D4617+1>23,0,D4617+1)","v":2},"July 12, 2019 2:00","2019-07-12T02:00:00",{"v":86,"d":"86.0"},66.9,{"v":57,"d":"57.0"},72.5,32.03,0.0694,0.47,14.55]
["July",12,"6AM to 7AM",6,"July 12, 2019 6:00","2019-07-12T06:00:00",87.1,66.2,{"v":55,"d":"55.0"},67.4,31.49,0.0693,0.44,14.56]
["July",12,"9AM to 10AM",9,"July 12, 2019 9:00","2019-07-12T09:00:00",96.1,69.4,55.9,69.7,34.05,0.0682,0.45,14.81]
["July",12,"1PM to 2PM",13,"July 12, 2019 13:00","2019-07-12T13:00:00",{"v":106,"d":"106.0"},{"v":68,"d":"68.0"},{"v":45,"d":"45.0"},46.1,32.74,0.0671,{"v":0.3,"d":"0.30"},14.99]
["July",12,"2PM to 3PM",14,"July 12, 2019 14:00","2019-07-12T14:00:00",{"v":104,"d":"104.0"},67.1,44.1,44.5,32.01,0.0674,0.29,14.94]
["July",12,"5PM to 6PM",17,"July 12, 2019 17:00","2019-07-12T17:00:00",{"v":104,"d":"104.0"},65.8,39.9,37.9,30.96,0.0674,0.25,14.91]
["July",12,"9PM to 10PM",21,"July 12, 2019 21:00","2019-07-12T21:00:00",96.1,{"v":62,"d":"62.0"},{"v":36,"d":"36.0"},32.4,28.17,0.0684,0.21,14.69]
["July",13,"12AM to 1AM",0,"July 13, 2019 0:00","2019-07-13",{"v":88,"d":"88.0"},61.9,44.1,44.5,28.12,0.0693,0.29,14.51]
["July",13,"3AM to 4AM",3,"July 13, 2019 3:00","2019-07-13T03:00:00",84.9,60.4,{"v":43,"d":"43.0"},42.7,27.09,0.0697,0.28,14.43]
["July",13,"7AM to 8AM",7,"July 13, 2019 7:00","2019-07-13T07:00:00",{"v":88,"d":"88.0"},60.4,39.9,37.9,27.07,0.0694,0.25,14.49]
["July",13,"10AM to 11AM",10,"July 13, 2019 10:00","2019-07-13T10:00:00",{"v":102,"d":"102.0"},63.8,35.1,31.2,29.43,0.0677,{"v":0.2,"d":"0.20"},14.84]
["July",13,"2PM to 3PM",14,"July 13, 2019 14:00","2019-07-13T14:00:00",107.1,65.4,35.1,31.2,30.65,0.0671,{"v":0.2,"d":"0.20"},14.97]
["July",13,"3PM to 4PM",15,"July 13, 2019 15:00","2019-07-13T15:00:00",107.1,65.6,{"v":36,"d":"36.0"},32.4,30.83,0.0671,0.21,14.98]
["July",13,"6PM to 7PM",18,"July 13, 2019 18:00","2019-07-13T18:00:00",105.1,66.1,39.9,37.9,31.22,0.0673,0.25,14.94]
["July",13,"10PM to 11PM",22,"July 13, 2019 22:00","2019-07-13T22:00:00",96.1,64.6,44.1,44.5,30.08,0.0683,0.29,14.73]
["July",14,"1AM to 2AM",1,"July 14, 2019 1:00","2019-07-14T01:00:00",89.1,63.8,{"v":48,"d":"48.0"},51.8,29.52,0.0692,0.34,14.57]
["July",14,"5AM to 6AM",5,"July 14, 2019 5:00","2019-07-14T05:00:00",84.9,61.2,{"v":45,"d":"45.0"},46.1,27.62,0.0697,{"v":0.3,"d":"0.30"},14.44]
["July",14,"8AM to 9AM",8,"July 14, 2019 8:00","2019-07-14T08:00:00",{"v":95,"d":"95.0"},64.5,{"v":45,"d":"45.0"},46.1,30.07,0.0685,{"v":0.3,"d":"0.30"},{"v":14.7,"d":"14.70"}]
["July",14,"11AM to 12PM",11,"July 14, 2019 11:00","2019-07-14T11:00:00",105.1,65.8,{"v":39,"d":"39.0"},36.6,31.01,0.0673,0.24,14.94]
["July",14,"1PM to 2PM",13,"July 14, 2019 13:00","2019-07-14T13:00:00",{"v":109,"d":"109.0"},67.6,{"v":41,"d":"41.0"},39.5,32.44,0.0668,0.26,15.05]
["July",14,"4PM to 5PM",16,"July 14, 2019 16:00","2019-07-14T16:00:00",109.9,69.1,{"v":45,"d":"45.0"},46.1,{"v":33.7,"d":"33.70"},0.0667,{"v":0.3,"d":"0.30"},{"v":15.1,"d":"15.10"}]
["July",14,"7PM to 8PM",19,"July 14, 2019 19:00","2019-07-14T19:00:00",{"v":106,"d":"106.0"},66.7,{"v":41,"d":"41.0"},39.5,{"v":31.7,"d":"31.70"},0.0672,0.26,14.97]
["July",14,"11PM to 12AM",23,"July 14, 2019 23:00","2019-07-14T23:00:00",{"v":95,"d":"95.0"},62.6,{"v":39,"d":"39.0"},36.6,28.57,0.0685,0.24,14.67]
["July",15,"2AM to 3AM",2,"July 15, 2019 2:00","2019-07-15T02:00:00",{"v":90,"d":"90.0"},60.8,{"v":39,"d":"39.0"},36.6,27.35,0.0691,0.24,14.54]
["July",15,"6AM to 7AM",6,"July 15, 2019 6:00","2019-07-15T06:00:00",{"v":86,"d":"86.0"},61.9,{"v":46,"d":"46.0"},{"v":48,"d":"48.0"},28.19,0.0696,0.31,14.47]
["July",15,"9AM to 10AM",9,"July 15, 2019 9:00","2019-07-15T09:00:00",98.1,62.7,{"v":36,"d":"36.0"},32.4,28.65,0.0682,0.21,14.74]
["July",15,"12PM to 1PM",12,"July 15, 2019 12:00","2019-07-15T12:00:00",{"v":108,"d":"108.0"},66.4,37.9,{"v":35,"d":"35.0"},31.47,{"v":0.067,"d":"0.0670"},0.23,15.01]
["July",15,"2PM to 3PM",14,"July 15, 2019 14:00","2019-07-15T14:00:00",{"v":109,"d":"109.0"},69.2,{"v":46,"d":"46.0"},{"v":48,"d":"48.0"},33.79,0.0668,0.31,15.08]
["July",15,"5PM to 6PM",17,"July 15, 2019 17:00","2019-07-15T17:00:00",{"v":109,"d":"109.0"},68.9,{"v":45,"d":"45.0"},46.1,33.48,0.0668,{"v":0.3,"d":"0.30"},15.08]
["July",15,"9PM to 10PM",21,"July 15, 2019 21:00","2019-07-15T21:00:00",{"v":100,"d":"100.0"},65.2,42.1,41.2,30.53,0.0679,0.27,14.82]
["July",16,"12AM to 1AM",0,"July 16, 2019 0:00","2019-07-16",93.9,62.8,{"v":41,"d":"41.0"},39.5,28.77,0.0686,0.26,14.65]
["July",16,"3AM to 4AM",3,"July 16, 2019 3:00","2019-07-16T03:00:00",{"v":88,"d":"88.0"},61.2,42.1,41.2,{"v":27.6,"d":"27.60"},0.0694,0.27,{"v":14.5,"d":"14.50"}]
["July",16,"7AM to 8AM",7,"July 16, 2019 7:00","2019-07-16T07:00:00",{"v":91,"d":"91.0"},{"v":64,"d":"64.0"},46.9,49.7,29.68,0.0689,0.32,14.61]
["July",16,"9AM to 10AM",9,"July 16, 2019 9:00","2019-07-16T09:00:00",98.1,63.8,39.9,37.9,29.52,0.0681,0.25,14.76]
["July",16,"2PM to 3PM",14,"July 16, 2019 14:00","2019-07-16T14:00:00",111.9,68.8,42.1,41.2,33.41,0.0665,0.27,15.14]
["July",16,"3PM to 4PM",15,"July 16, 2019 15:00","2019-07-16T15:00:00",111.9,68.8,42.1,41.2,33.41,0.0665,0.27,15.14]
["July",16,"6PM to 7PM",18,"July 16, 2019 18:00","2019-07-16T18:00:00",109.9,67.9,{"v":41,"d":"41.0"},39.5,32.66,0.0667,0.26,15.08]
["July",16,"10PM to 11PM",22,"July 16, 2019 22:00","2019-07-16T22:00:00",100.9,66.1,44.1,44.5,31.26,0.0677,0.29,14.86]
["July",17,"1AM to 2AM",1,"July 17, 2019 1:00","2019-07-17T01:00:00",{"v":95,"d":"95.0"},65.7,{"v":48,"d":"48.0"},51.8,30.97,0.0684,0.34,14.72]
["July",17,"4AM to 5AM",4,"July 17, 2019 4:00","2019-07-17T04:00:00",{"v":93,"d":"93.0"},66.3,51.1,58.2,31.49,0.0686,0.38,14.69]
["July",17,"8AM to 9AM",8,"July 17, 2019 8:00","2019-07-17T08:00:00",93.9,67.4,53.1,62.6,32.41,0.0685,0.41,14.73]
["July",17,"10AM to 11AM",{"$f":"IF(D4745+1>23,0,D4745+1)","v":10},"July 17, 2019 10:00","2019-07-17T10:00:00",{"v":100,"d":"100.0"},{"v":72,"d":"72.0"},{"v":59,"d":"59.0"},77.9,36.32,0.0677,{"v":0.5,"d":"0.50"},14.94]
["July",17,"3PM to 4PM",15,"July 17, 2019 15:00","2019-07-17T15:00:00",107.1,73.4,57.9,74.9,37.57,0.0668,0.48,15.12]
["July",17,"4PM to 5PM",16,"July 17, 2019 16:00","2019-07-17T16:00:00",{"v":108,"d":"108.0"},72.7,55.9,69.7,36.95,0.0668,0.45,15.13]
["July",17,"7PM to 8PM",19,"July 17, 2019 19:00","2019-07-17T19:00:00",105.1,71.6,{"v":55,"d":"55.0"},67.4,35.89,0.0671,0.44,15.04]
["July",17,"11PM to 12AM",23,"July 17, 2019 23:00","2019-07-17T23:00:00",96.1,74.6,{"v":66,"d":"66.0"},100.3,38.88,{"v":0.068,"d":"0.0680"},0.64,14.91]
["July",18,"2AM to 3AM",2,"July 18, 2019 2:00","2019-07-18T02:00:00",87.1,72.2,{"v":66,"d":"66.0"},100.3,36.67,0.0691,0.64,14.67]
["July",18,"5AM to 6AM",5,"July 18, 2019 5:00","2019-07-18T05:00:00",{"v":86,"d":"86.0"},71.3,64.9,96.6,35.81,0.0693,0.62,14.63]
["July",18,"7AM to 8AM",7,"July 18, 2019 7:00","2019-07-18T07:00:00",87.1,71.6,64.9,96.6,36.07,0.0692,0.62,14.66]
["July",18,"1PM to 2PM",13,"July 18, 2019 13:00","2019-07-18T13:00:00",{"v":99,"d":"99.0"},73.7,{"v":63,"d":"63.0"},{"v":90,"d":"90.0"},37.95,0.0677,0.58,14.96]
["July",18,"2PM to 3PM",14,"July 18, 2019 14:00","2019-07-18T14:00:00",{"v":100,"d":"100.0"},{"v":73,"d":"73.0"},{"v":61,"d":"61.0"},83.8,37.24,0.0676,0.54,14.96]
["July",18,"5PM to 6PM",17,"July 18, 2019 17:00","2019-07-18T17:00:00",98.1,72.4,{"v":61,"d":"61.0"},83.8,36.75,0.0679,0.54,14.91]
["July",18,"8PM to 9PM",20,"July 18, 2019 20:00","2019-07-18T20:00:00",{"v":93,"d":"93.0"},72.1,{"v":63,"d":"63.0"},{"v":90,"d":"90.0"},36.49,0.0684,0.58,{"v":14.8,"d":"14.80"}]
["July",19,"12AM to 1AM",0,"July 19, 2019 0:00","2019-07-19",84.9,71.6,{"v":66,"d":"66.0"},100.3,36.13,0.0694,0.64,14.61]
["July",19,"3AM to 4AM",3,"July 19, 2019 3:00","2019-07-19T03:00:00",{"v":82,"d":"82.0"},{"v":72,"d":"72.0"},{"v":68,"d":"68.0"},107.6,36.57,0.0697,0.69,14.56]
["July",19,"6AM to 7AM",6,"July 19, 2019 6:00","2019-07-19T06:00:00",82.9,72.3,{"v":68,"d":"68.0"},107.6,36.79,0.0696,0.69,14.58]
["July",19,"8AM to 9AM",8,"July 19, 2019 8:00","2019-07-19T08:00:00",{"v":91,"d":"91.0"},73.8,66.9,103.6,38.15,0.0686,0.67,14.79]
["July",19,"2PM to 3PM",14,"July 19, 2019 14:00","2019-07-19T14:00:00",100.9,74.8,{"v":64,"d":"64.0"},93.5,{"v":39,"d":"39.00"},0.0675,{"v":0.6,"d":"0.60"},15.02]
["July",19,"3PM to 4PM",15,"July 19, 2019 15:00","2019-07-19T15:00:00",{"v":104,"d":"104.0"},76.1,64.9,96.6,40.24,0.0671,0.62,15.11]
["July",19,"6PM to 7PM",18,"July 19, 2019 18:00","2019-07-19T18:00:00",100.9,72.8,60.1,81.1,37.04,0.0675,0.52,14.98]
["July",19,"9PM to 10PM",21,"July 19, 2019 21:00","2019-07-19T21:00:00",{"v":88,"d":"88.0"},71.3,{"v":64,"d":"64.0"},93.5,35.81,0.0691,{"v":0.6,"d":"0.60"},14.67]
["July",20,"1AM to 2AM",1,{"$f":"A4809&\" \"&B4809&\", \"&$D$5&\" \"&D4809&\":00\"","v":"July 20, 2019 1:00"},{"$f":"DATEVALUE(E4809)+TIMEVALUE(E4809)","v":"2019-07-20T01:00:00"},84.9,{"v":71,"d":"71.0"},64.9,96.6,35.54,0.0694,0.62,{"v":14.6,"d":"14.60"}]
["July",20,"4AM to 5AM",4,"July 20, 2019 4:00","2019-07-20T04:00:00",{"v":81,"d":"81.0"},71.1,66.9,103.6,35.67,0.0699,0.67,14.52]
["July",20,"9AM to 10AM",9,"July 20, 2019 9:00","2019-07-20T09:00:00",91.9,72.4,{"v":64,"d":"64.0"},93.5,36.79,0.0686,{"v":0.6,"d":"0.60"},14.78]
["July",20,"12PM to 1PM",12,"July 20, 2019 12:00","2019-07-20T12:00:00",102.9,74.3,62.1,87.1,38.47,0.0673,0.56,15.05]
["July",20,"3PM to 4PM",15,"July 20, 2019 15:00","2019-07-20T15:00:00",107.1,73.9,{"v":59,"d":"59.0"},77.9,38.04,0.0668,{"v":0.5,"d":"0.50"},15.13]
["July",20,"4PM to 5PM",16,"July 20, 2019 16:00","2019-07-20T16:00:00",{"v":108,"d":"108.0"},74.1,{"v":59,"d":"59.0"},77.9,38.26,0.0667,{"v":0.5,"d":"0.50"},15.16]
["July",20,"7PM to 8PM",19,"July 20, 2019 19:00","2019-07-20T19:00:00",{"v":82,"d":"82.0"},75.4,{"v":73,"d":"73.0"},128.4,39.82,0.0696,0.82,14.63]
["July",20,"10PM to 11PM",22,"July 20, 2019 22:00","2019-07-20T22:00:00",{"v":84,"d":"84.0"},75.2,{"v":72,"d":"72.0"},123.6,39.57,0.0694,0.79,14.67]
["July",21,"2AM to 3AM",2,"July 21, 2019 2:00","2019-07-21T02:00:00",{"v":84,"d":"84.0"},76.5,73.9,132.4,40.95,0.0693,0.85,14.69]
["July",21,"5AM to 6AM",5,"July 21, 2019 5:00","2019-07-21T05:00:00",82.9,73.6,{"v":70,"d":"70.0"},115.4,38.01,0.0696,0.74,14.61]
["July",21,"10AM to 11AM",10,"July 21, 2019 10:00","2019-07-21T10:00:00",98.1,{"v":74,"d":"74.0"},{"v":64,"d":"64.0"},93.5,38.29,0.0678,{"v":0.6,"d":"0.60"},14.94]
["July",21,"1PM to 2PM",13,"July 21, 2019 13:00","2019-07-21T13:00:00",105.1,73.9,60.1,81.1,38.05,{"v":0.067,"d":"0.0670"},0.52,15.09]
["July",21,"4PM to 5PM",16,"July 21, 2019 16:00","2019-07-21T16:00:00",107.1,73.4,57.9,74.9,37.57,0.0668,0.48,15.12]
["July",21,"5PM to 6PM",17,"July 21, 2019 17:00","2019-07-21T17:00:00",{"v":108,"d":"108.0"},73.2,{"v":57,"d":"57.0"},72.5,{"v":37.4,"d":"37.40"},0.0667,0.47,15.14]
["July",21,"8PM to 9PM",20,"July 21, 2019 20:00","2019-07-21T20:00:00",{"v":100,"d":"100.0"},{"v":74,"d":"74.0"},{"v":63,"d":"63.0"},{"v":90,"d":"90.0"},38.22,0.0676,0.58,14.98]
["July",21,"11PM to 12AM",23,"July 21, 2019 23:00","2019-07-21T23:00:00",93.9,72.9,{"v":64,"d":"64.0"},93.5,37.27,0.0683,{"v":0.6,"d":"0.60"},14.83]
["July",22,"3AM to 4AM",3,"July 22, 2019 3:00","2019-07-22T03:00:00",87.1,72.2,{"v":66,"d":"66.0"},100.3,36.67,0.0691,0.64,14.67]
["July",22,"7AM to 8AM",7,"July 22, 2019 7:00","2019-07-22T07:00:00",{"v":90,"d":"90.0"},72.4,64.9,96.6,36.78,0.0688,0.62,14.74]
["July",22,"11AM to 12PM",11,"July 22, 2019 11:00","2019-07-22T11:00:00",105.1,71.6,{"v":55,"d":"55.0"},67.4,35.89,0.0671,0.44,15.04]
["July",22,"2PM to 3PM",14,"July 22, 2019 14:00","2019-07-22T14:00:00",{"v":109,"d":"109.0"},71.8,53.1,62.6,{"v":36.1,"d":"36.10"},0.0667,0.41,15.13]
["July",22,"5PM to 6PM",17,{"$f":"A4873&\" \"&B4873&\", \"&$D$5&\" \"&D4873&\":00\"","v":"July 22, 2019 17:00"},{"$f":"DATEVALUE(E4873)+TIMEVALUE(E4873)","v":"2019-07-22T17:00:00"},{"v":108,"d":"108.0"},71.1,{"v":52,"d":"52.0"},60.2,35.44,0.0668,0.39,{"v":15.1,"d":"15.10"}]
["July",22,"6PM to 7PM",{"$f":"IF(D4873+1>23,0,D4873+1)","v":18},"July 22, 2019 18:00","2019-07-22T18:00:00",{"v":106,"d":"106.0"},70.2,51.1,58.2,34.65,0.0671,0.38,15.04]
["July",22,"9PM to 10PM",21,"July 22, 2019 21:00","2019-07-22T21:00:00",100.9,69.9,{"v":54,"d":"54.0"},64.8,34.46,0.0676,0.42,14.92]
["July",23,"1AM to 2AM",1,"July 23, 2019 1:00","2019-07-23T01:00:00",93.9,72.9,{"v":64,"d":"64.0"},93.5,37.27,0.0683,{"v":0.6,"d":"0.60"},14.83]
["July",23,"4AM to 5AM",4,"July 23, 2019 4:00","2019-07-23T04:00:00",{"v":90,"d":"90.0"},72.4,64.9,96.6,36.78,0.0688,0.62,14.74]
["July",23,"8AM to 9AM",8,"July 23, 2019 8:00","2019-07-23T08:00:00",{"v":95,"d":"95.0"},74.3,{"v":66,"d":"66.0"},100.3,38.62,0.0681,0.64,14.88]
["July",23,"12PM to 1PM",12,"July 23, 2019 12:00","2019-07-23T12:00:00",105.1,75.3,{"v":63,"d":"63.0"},{"v":90,"d":"90.0"},39.46,{"v":0.067,"d":"0.0670"},0.58,15.12]
["July",23,"3PM to 4PM",15,"July 23, 2019 15:00","2019-07-23T15:00:00",{"v":111,"d":"111.0"},73.2,{"v":55,"d":"55.0"},67.4,37.34,0.0664,0.44,{"v":15.2,"d":"15.20"}]
["July",23,"6PM to 7PM",18,"July 23, 2019 18:00","2019-07-23T18:00:00",{"v":108,"d":"108.0"},71.9,{"v":54,"d":"54.0"},64.8,36.17,0.0668,0.42,15.11]
["July",23,"7PM to 8PM",19,"July 23, 2019 19:00","2019-07-23T19:00:00",{"v":104,"d":"104.0"},71.6,55.9,69.7,35.99,0.0672,0.45,15.02]
["July",23,"10PM to 11PM",22,"July 23, 2019 22:00","2019-07-23T22:00:00",{"v":97,"d":"97.0"},70.2,{"v":57,"d":"57.0"},72.5,34.72,0.0681,0.47,14.84]
["July",24,"2AM to 3AM",2,"July 24, 2019 2:00","2019-07-24T02:00:00",91.9,71.8,{"v":63,"d":"63.0"},{"v":90,"d":"90.0"},36.23,0.0686,0.58,14.77]
["July",24,"5AM to 6AM",5,"July 24, 2019 5:00","2019-07-24T05:00:00",89.1,{"v":71,"d":"71.0"},{"v":63,"d":"63.0"},{"v":90,"d":"90.0"},35.52,0.0689,0.58,14.69]
["July",24,"9AM to 10AM",9,"July 24, 2019 9:00","2019-07-24T09:00:00",{"v":97,"d":"97.0"},73.2,{"v":63,"d":"63.0"},{"v":90,"d":"90.0"},37.47,{"v":0.068,"d":"0.0680"},0.58,{"v":14.9,"d":"14.90"}]
["July",24,"1PM to 2PM",13,"July 24, 2019 13:00","2019-07-24T13:00:00",{"v":106,"d":"106.0"},75.1,62.1,87.1,39.22,0.0669,0.56,15.13]
["July",24,"4PM to 5PM",16,"July 24, 2019 16:00","2019-07-24T16:00:00",{"v":109,"d":"109.0"},73.5,{"v":57,"d":"57.0"},72.5,37.67,0.0666,0.47,15.17]
["July",24,"7PM to 8PM",19,"July 24, 2019 19:00","2019-07-24T19:00:00",{"v":106,"d":"106.0"},71.8,{"v":55,"d":"55.0"},67.4,36.11,{"v":0.067,"d":"0.0670"},0.44,15.07]
["July",24,"8PM to 9PM",20,"July 24, 2019 20:00","2019-07-24T20:00:00",105.1,71.1,{"v":54,"d":"54.0"},64.8,35.47,0.0671,0.42,15.03]
["July",24,"11PM to 12AM",23,"July 24, 2019 23:00","2019-07-24T23:00:00",{"v":95,"d":"95.0"},69.6,{"v":57,"d":"57.0"},72.5,34.23,0.0683,0.47,14.79]
["July",25,"3AM to 4AM",3,"July 25, 2019 3:00","2019-07-25T03:00:00",{"v":90,"d":"90.0"},69.1,{"v":59,"d":"59.0"},77.9,33.85,0.0689,{"v":0.5,"d":"0.50"},14.68]
["July",25,"6AM to 7AM",6,"July 25, 2019 6:00","2019-07-25T06:00:00",89.1,69.9,{"v":61,"d":"61.0"},83.8,34.55,{"v":0.069,"d":"0.0690"},0.54,14.67]
["July",25,"10AM to 11AM",{"$f":"IF(D4937+1>23,0,D4937+1)","v":10},"July 25, 2019 10:00","2019-07-25T10:00:00",{"v":99,"d":"99.0"},73.7,{"v":63,"d":"63.0"},{"v":90,"d":"90.0"},37.95,0.0677,0.58,14.96]
["July",25,"2PM to 3PM",14,"July 25, 2019 14:00","2019-07-25T14:00:00",{"v":108,"d":"108.0"},{"v":75,"d":"75.0"},{"v":61,"d":"61.0"},83.8,39.18,0.0667,0.54,15.18]
["July",25,"5PM to 6PM",17,"July 25, 2019 17:00","2019-07-25T17:00:00",{"v":108,"d":"108.0"},73.2,{"v":57,"d":"57.0"},72.5,{"v":37.4,"d":"37.40"},0.0667,0.47,15.14]
["July",25,"6PM to 7PM",18,"July 25, 2019 18:00","2019-07-25T18:00:00",98.1,71.4,{"v":59,"d":"59.0"},77.9,35.84,0.0679,{"v":0.5,"d":"0.50"},14.89]
["July",25,"9PM to 10PM",21,"July 25, 2019 21:00","2019-07-25T21:00:00",98.1,70.9,57.9,74.9,35.36,0.0679,0.48,14.88]
["July",26,"12AM to 1AM",0,"July 26, 2019 0:00","2019-07-26",{"v":90,"d":"90.0"},68.1,{"v":57,"d":"57.0"},72.5,{"v":33,"d":"33.00"},0.0689,0.47,14.66]
["July",26,"3AM to 4AM",3,"July 26, 2019 3:00","2019-07-26T03:00:00",84.9,69.3,62.1,87.1,34.05,0.0695,0.56,14.57]
["July",26,"8AM to 9AM",8,"July 26, 2019 8:00","2019-07-26T08:00:00",{"v":91,"d":"91.0"},71.5,{"v":63,"d":"63.0"},{"v":90,"d":"90.0"},36.01,0.0687,0.58,14.74]
["July",26,"11AM to 12PM",11,"July 26, 2019 11:00","2019-07-26T11:00:00",100.9,72.2,{"v":59,"d":"59.0"},77.9,36.54,0.0676,{"v":0.5,"d":"0.50"},14.97]
["July",26,"3PM to 4PM",15,"July 26, 2019 15:00","2019-07-26T15:00:00",{"v":106,"d":"106.0"},73.6,{"v":59,"d":"59.0"},77.9,37.78,0.0669,{"v":0.5,"d":"0.50"},{"v":15.1,"d":"15.10"}]
["July",26,"6PM to 7PM",18,"July 26, 2019 18:00","2019-07-26T18:00:00",{"v":104,"d":"104.0"},73.1,{"v":59,"d":"59.0"},77.9,37.29,0.0672,{"v":0.5,"d":"0.50"},15.05]
["July",26,"7PM to 8PM",19,"July 26, 2019 19:00","2019-07-26T19:00:00",{"v":102,"d":"102.0"},{"v":72,"d":"72.0"},57.9,74.9,36.33,0.0674,0.48,14.99]
["July",26,"10PM to 11PM",22,"July 26, 2019 22:00","2019-07-26T22:00:00",{"v":97,"d":"97.0"},72.1,{"v":61,"d":"61.0"},83.8,36.49,{"v":0.068,"d":"0.0680"},0.54,14.88]
["July",27,"1AM to 2AM",1,"July 27, 2019 1:00","2019-07-27T01:00:00",{"v":93,"d":"93.0"},{"v":71,"d":"71.0"},{"v":61,"d":"61.0"},83.8,35.52,0.0685,0.54,14.78]
["July",27,"4AM to 5AM",4,"July 27, 2019 4:00","2019-07-27T04:00:00",{"v":90,"d":"90.0"},69.7,60.1,81.1,34.35,0.0689,0.52,14.69]
["July",27,"9AM to 10AM",9,"July 27, 2019 9:00","2019-07-27T09:00:00",{"v":97,"d":"97.0"},72.1,{"v":61,"d":"61.0"},83.8,36.49,{"v":0.068,"d":"0.0680"},0.54,14.88]
["July",27,"1PM to 2PM",13,"July 27, 2019 13:00","2019-07-27T13:00:00",{"v":104,"d":"104.0"},73.6,60.1,81.1,37.79,0.0672,0.52,15.06]
["July",27,"4PM to 5PM",16,"July 27, 2019 16:00","2019-07-27T16:00:00",{"v":106,"d":"106.0"},73.6,{"v":59,"d":"59.0"},77.9,37.78,0.0669,{"v":0.5,"d":"0.50"},{"v":15.1,"d":"15.10"}]
["July",27,"7PM to 8PM",19,"July 27, 2019 19:00","2019-07-27T19:00:00",96.1,70.3,57.9,74.9,34.88,0.0682,0.48,14.83]
["July",27,"8PM to 9PM",20,"July 27, 2019 20:00","2019-07-27T20:00:00",{"v":95,"d":"95.0"},70.6,{"v":59,"d":"59.0"},77.9,35.09,0.0683,{"v":0.5,"d":"0.50"},14.81]
["July",27,"11PM to 12AM",23,"July 27, 2019 23:00","2019-07-27T23:00:00",91.9,70.7,{"v":61,"d":"61.0"},83.8,35.25,0.0686,0.54,14.75]
["July",28,"5AM to 6AM",5,"July 28, 2019 5:00","2019-07-28T05:00:00",{"v":84,"d":"84.0"},70.2,{"v":64,"d":"64.0"},93.5,34.84,0.0696,{"v":0.6,"d":"0.60"},14.57]
["July",28,"7AM to 8AM",7,"July 28, 2019 7:00","2019-07-28T07:00:00",{"v":88,"d":"88.0"},70.7,{"v":63,"d":"63.0"},{"v":90,"d":"90.0"},35.26,0.0691,0.58,14.66]
["July",28,"10AM to 11AM",10,"July 28, 2019 10:00","2019-07-28T10:00:00",96.1,73.5,{"v":64,"d":"64.0"},93.5,37.81,0.0681,{"v":0.6,"d":"0.60"},14.89]
["July",28,"2PM to 3PM",14,"July 28, 2019 14:00","2019-07-28T14:00:00",{"v":104,"d":"104.0"},{"v":75,"d":"75.0"},{"v":63,"d":"63.0"},{"v":90,"d":"90.0"},39.19,0.0671,0.58,15.09]
["July",28,"5PM to 6PM",17,"July 28, 2019 17:00","2019-07-28T17:00:00",{"v":102,"d":"102.0"},{"v":73,"d":"73.0"},60.1,81.1,{"v":37.3,"d":"37.30"},0.0674,0.52,15.01]
["July",28,"8PM to 9PM",20,"July 28, 2019 20:00","2019-07-28T20:00:00",{"v":93,"d":"93.0"},70.5,60.1,81.1,{"v":35.1,"d":"35.10"},0.0685,0.52,14.77]
["July",28,"9PM to 10PM",21,"July 28, 2019 21:00","2019-07-28T21:00:00",91.9,70.2,60.1,81.1,34.83,0.0686,0.52,14.74]
["July",29,"12AM to 1AM",0,"July 29, 2019 0:00","2019-07-29",{"v":90,"d":"90.0"},70.1,{"v":61,"d":"61.0"},83.8,34.77,0.0689,0.54,14.69]
["July",29,"6AM to 7AM",6,"July 29, 2019 6:00","2019-07-29T06:00:00",87.1,70.4,{"v":63,"d":"63.0"},{"v":90,"d":"90.0"},35.03,0.0692,0.58,14.64]
["July",29,"8AM to 9AM",8,"July 29, 2019 8:00","2019-07-29T08:00:00",91.9,71.3,62.1,87.1,35.78,0.0686,0.56,14.76]
["July",29,"11AM to 12PM",11,"July 29, 2019 11:00","2019-07-29T11:00:00",100.9,73.2,{"v":61,"d":"61.0"},83.8,37.46,0.0675,0.54,14.99]
["July",29,"3PM to 4PM",15,"July 29, 2019 15:00","2019-07-29T15:00:00",{"v":106,"d":"106.0"},72.7,{"v":57,"d":"57.0"},72.5,36.92,{"v":0.067,"d":"0.0670"},0.47,15.08]
["July",29,"6PM to 7PM",18,"July 29, 2019 18:00","2019-07-29T18:00:00",98.1,{"v":72,"d":"72.0"},60.1,81.1,36.33,0.0679,0.52,{"v":14.9,"d":"14.90"}]
["July",29,"9PM to 10PM",21,"July 29, 2019 21:00","2019-07-29T21:00:00",80.1,72.2,69.1,111.8,36.73,{"v":0.07,"d":"0.0700"},0.72,14.52]
["July",29,"10PM to 11PM",22,"July 29, 2019 22:00","2019-07-29T22:00:00",78.1,74.4,{"v":73,"d":"73.0"},128.4,38.84,0.0701,0.82,14.52]
["July",30,"3AM to 4AM",3,"July 30, 2019 3:00","2019-07-30T03:00:00",{"v":77,"d":"77.0"},69.9,66.9,103.6,34.69,0.0704,0.67,14.41]
["July",30,"6AM to 7AM",6,"July 30, 2019 6:00","2019-07-30T06:00:00",80.1,72.2,69.1,111.8,36.73,{"v":0.07,"d":"0.0700"},0.72,14.52]
["July",30,"9AM to 10AM",9,"July 30, 2019 9:00","2019-07-30T09:00:00",82.9,73.6,{"v":70,"d":"70.0"},115.4,38.01,0.0696,0.74,14.61]
["July",30,"12PM to 1PM",12,"July 30, 2019 12:00","2019-07-30T12:00:00",{"v":90,"d":"90.0"},74.2,{"v":68,"d":"68.0"},107.6,38.52,0.0687,0.69,14.77]
["July",30,"4PM to 5PM",16,"July 30, 2019 16:00","2019-07-30T16:00:00",96.1,73.5,{"v":64,"d":"64.0"},93.5,37.81,0.0681,{"v":0.6,"d":"0.60"},14.89]
["July",30,"7PM to 8PM",19,"July 30, 2019 19:00","2019-07-30T19:00:00",{"v":93,"d":"93.0"},72.7,{"v":64,"d":"64.0"},93.5,37.05,0.0684,{"v":0.6,"d":"0.60"},14.81]
["July",30,"10PM to 11PM",22,"July 30, 2019 22:00","2019-07-30T22:00:00",89.1,73.9,{"v":68,"d":"68.0"},107.6,{"v":38.3,"d":"38.30"},0.0688,0.69,14.75]
["July",30,"11PM to 12AM",23,"July 30, 2019 23:00","2019-07-30T23:00:00",89.1,73.9,{"v":68,"d":"68.0"},107.6,{"v":38.3,"d":"38.30"},0.0688,0.69,14.75]
["July",31,"4AM to 5AM",4,"July 31, 2019 4:00","2019-07-31T04:00:00",84.9,72.2,66.9,103.6,36.64,0.0694,0.67,14.62]
["July",31,"7AM to 8AM",7,"July 31, 2019 7:00","2019-07-31T07:00:00",{"v":84,"d":"84.0"},71.9,66.9,103.6,36.42,0.0695,0.67,{"v":14.6,"d":"14.60"}]
["July",31,"10AM to 11AM",10,"July 31, 2019 10:00","2019-07-31T10:00:00",91.9,72.4,{"v":64,"d":"64.0"},93.5,36.79,0.0686,{"v":0.6,"d":"0.60"},14.78]
["July",31,"1PM to 2PM",13,"July 31, 2019 13:00","2019-07-31T13:00:00",{"v":95,"d":"95.0"},74.9,66.9,103.6,39.13,0.0681,0.67,{"v":14.9,"d":"14.90"}]
["July",31,"5PM to 6PM",17,"July 31, 2019 17:00","2019-07-31T17:00:00",{"v":93,"d":"93.0"},{"v":75,"d":"75.0"},{"v":68,"d":"68.0"},107.6,39.28,0.0683,0.69,14.86]
["July",31,"8PM to 9PM",20,"July 31, 2019 20:00","2019-07-31T20:00:00",87.1,74.1,69.1,111.8,38.47,0.0691,0.72,14.71]
["July",31,"9PM to 10PM",21,"July 31, 2019 21:00","2019-07-31T21:00:00",87.4,73.9,68.5,109.7,38.22,{"v":0.069,"d":"0.0690"},{"v":0.7,"d":"0.70"},14.71]
["August",1,"1AM to 2AM",1,"August 1, 2019 1:00","2019-08-01T01:00:00",89.1,72.9,66.2,{"v":101,"d":"101.0"},37.26,0.0689,0.65,14.73]
["August",1,"4AM to 5AM",4,"August 1, 2019 4:00","2019-08-01T04:00:00",89.1,72.1,64.9,96.6,36.56,0.0689,0.62,14.71]
["August",1,"8AM to 9AM",8,"August 1, 2019 8:00","2019-08-01T08:00:00",93.9,73.4,64.9,96.6,37.76,0.0683,0.62,14.84]
["August",1,"11AM to 12PM",11,"August 1, 2019 11:00","2019-08-01T11:00:00",{"v":100,"d":"100.0"},{"v":74,"d":"74.0"},{"v":63,"d":"63.0"},{"v":90,"d":"90.0"},38.22,0.0676,0.58,14.98]
["August",1,"2PM to 3PM",14,"August 1, 2019 14:00","2019-08-01T14:00:00",{"v":106,"d":"106.0"},76.1,{"v":64,"d":"64.0"},93.5,40.24,0.0669,{"v":0.6,"d":"0.60"},15.16]
["August",1,"6PM to 7PM",18,"August 1, 2019 18:00","2019-08-01T18:00:00",107.1,76.3,{"v":64,"d":"64.0"},93.5,40.51,0.0667,{"v":0.6,"d":"0.60"},15.18]
["August",1,"9PM to 10PM",21,"August 1, 2019 21:00","2019-08-01T21:00:00",{"v":102,"d":"102.0"},75.6,64.9,96.6,39.75,0.0673,0.62,15.06]
["August",1,"10PM to 11PM",22,"August 1, 2019 22:00","2019-08-01T22:00:00",100.9,75.3,64.9,96.6,39.48,0.0674,0.62,15.03]
["August",2,"2AM to 3AM",2,"August 2, 2019 2:00","2019-08-02T02:00:00",93.9,71.3,{"v":61,"d":"61.0"},83.8,35.74,0.0684,0.54,{"v":14.8,"d":"14.80"}]
["August",2,"5AM to 6AM",5,"August 2, 2019 5:00","2019-08-02T05:00:00",{"v":90,"d":"90.0"},70.1,{"v":61,"d":"61.0"},83.8,34.77,0.0689,0.54,14.69]
["August",2,"9AM to 10AM",9,{"$f":"A5129&\" \"&B5129&\", \"&$D$5&\" \"&D5129&\":00\"","v":"August 2, 2019 9:00"},{"$f":"DATEVALUE(E5129)+TIMEVALUE(E5129)","v":"2019-08-02T09:00:00"},96.1,71.9,{"v":61,"d":"61.0"},83.8,36.27,0.0681,0.54,14.86]
["August",2,"12PM to 1PM",12,"August 2, 2019 12:00","2019-08-02T12:00:00",{"v":97,"d":"97.0"},72.1,{"v":61,"d":"61.0"},83.8,36.49,{"v":0.068,"d":"0.0680"},0.54,14.88]
["August",2,"3PM to 4PM",15,"August 2, 2019 15:00","2019-08-02T15:00:00",{"v":99,"d":"99.0"},72.2,60.1,81.1,36.55,0.0678,0.52,14.93]
["August",2,"7PM to 8PM",19,"August 2, 2019 19:00","2019-08-02T19:00:00",{"v":97,"d":"97.0"},71.7,60.1,81.1,36.07,{"v":0.068,"d":"0.0680"},0.52,14.87]
["August",2,"10PM to 11PM",22,"August 2, 2019 22:00","2019-08-02T22:00:00",93.9,71.8,62.1,87.1,36.26,0.0684,0.56,14.81]
["August",2,"11PM to 12AM",23,"August 2, 2019 23:00","2019-08-02T23:00:00",{"v":93,"d":"93.0"},72.1,{"v":63,"d":"63.0"},{"v":90,"d":"90.0"},36.49,0.0684,0.58,{"v":14.8,"d":"14.80"}]
["August",3,"3AM to 4AM",3,"August 3, 2019 3:00","2019-08-03T03:00:00",{"v":90,"d":"90.0"},76.7,{"v":72,"d":"72.0"},123.6,41.04,0.0686,0.79,14.83]
["August",3,"6AM to 7AM",6,"August 3, 2019 6:00","2019-08-03T06:00:00",{"v":84,"d":"84.0"},73.9,{"v":70,"d":"70.0"},115.4,38.27,0.0694,0.74,14.64]
["August",3,"10AM to 11AM",10,"August 3, 2019 10:00","2019-08-03T10:00:00",{"v":93,"d":"93.0"},73.2,64.9,96.6,37.53,0.0684,0.62,14.82]
["August",3,"1PM to 2PM",13,"August 3, 2019 13:00","2019-08-03T13:00:00",{"v":99,"d":"99.0"},74.3,{"v":64,"d":"64.0"},93.5,38.51,0.0677,{"v":0.6,"d":"0.60"},14.97]
["August",3,"5PM to 6PM",17,"August 3, 2019 17:00","2019-08-03T17:00:00",{"v":102,"d":"102.0"},74.5,{"v":63,"d":"63.0"},{"v":90,"d":"90.0"},38.71,0.0674,0.58,15.04]
["August",3,"8PM to 9PM",20,"August 3, 2019 20:00","2019-08-03T20:00:00",{"v":97,"d":"97.0"},72.1,{"v":61,"d":"61.0"},83.8,36.49,{"v":0.068,"d":"0.0680"},0.54,14.88]
["August",3,"11PM to 12AM",23,"August 3, 2019 23:00","2019-08-03T23:00:00",{"v":93,"d":"93.0"},71.6,62.1,87.1,36.04,0.0685,0.56,14.79]
["August",4,"12AM to 1AM",0,"August 4, 2019 0:00","2019-08-04",91.9,71.8,{"v":63,"d":"63.0"},{"v":90,"d":"90.0"},36.23,0.0686,0.58,14.77]
["August",4,"4AM to 5AM",4,"August 4, 2019 4:00","2019-08-04T04:00:00",84.9,{"v":71,"d":"71.0"},64.9,96.6,35.54,0.0694,0.62,{"v":14.6,"d":"14.60"}]
["August",4,"7AM to 8AM",7,"August 4, 2019 7:00","2019-08-04T07:00:00",{"v":88,"d":"88.0"},71.8,64.9,96.6,36.29,{"v":0.069,"d":"0.0690"},0.62,14.68]
["August",4,"11AM to 12PM",11,"August 4, 2019 11:00","2019-08-04T11:00:00",98.1,{"v":72,"d":"72.0"},60.1,81.1,36.33,0.0679,0.52,{"v":14.9,"d":"14.90"}]
["August",4,"2PM to 3PM",14,"August 4, 2019 14:00","2019-08-04T14:00:00",102.9,73.7,{"v":61,"d":"61.0"},83.8,37.95,0.0673,0.54,15.04]
["August",4,"6PM to 7PM",18,"August 4, 2019 18:00","2019-08-04T18:00:00",102.9,71.8,{"v":57,"d":"57.0"},72.5,36.17,0.0673,0.47,{"v":15,"d":"15.00"}]
["August",4,"9PM to 10PM",21,"August 4, 2019 21:00","2019-08-04T21:00:00",96.1,70.9,{"v":59,"d":"59.0"},77.9,35.35,0.0681,{"v":0.5,"d":"0.50"},14.84]
["August",5,"1AM to 2AM",1,{"$f":"A5193&\" \"&B5193&\", \"&$D$5&\" \"&D5193&\":00\"","v":"August 5, 2019 1:00"},{"$f":"DATEVALUE(E5193)+TIMEVALUE(E5193)","v":"2019-08-05T01:00:00"},91.9,70.7,{"v":61,"d":"61.0"},83.8,35.25,0.0686,0.54,14.75]
["August",5,"2AM to 3AM",{"$f":"IF(D5193+1>23,0,D5193+1)","v":2},"August 5, 2019 2:00","2019-08-05T02:00:00",91.9,70.7,{"v":61,"d":"61.0"},83.8,35.25,0.0686,0.54,14.75]
["August",5,"5AM to 6AM",5,"August 5, 2019 5:00","2019-08-05T05:00:00",{"v":90,"d":"90.0"},70.1,{"v":61,"d":"61.0"},83.8,34.77,0.0689,0.54,14.69]
["August",5,"8AM to 9AM",8,"August 5, 2019 8:00","2019-08-05T08:00:00",{"v":93,"d":"93.0"},{"v":71,"d":"71.0"},{"v":61,"d":"61.0"},83.8,35.52,0.0685,0.54,14.78]
["August",5,"12PM to 1PM",12,"August 5, 2019 12:00","2019-08-05T12:00:00",100.9,72.8,60.1,81.1,37.04,0.0675,0.52,14.98]
["August",5,"3PM to 4PM",15,"August 5, 2019 15:00","2019-08-05T15:00:00",{"v":104,"d":"104.0"},73.1,{"v":59,"d":"59.0"},77.9,37.29,0.0672,{"v":0.5,"d":"0.50"},15.05]
["August",5,"7PM to 8PM",19,"August 5, 2019 19:00","2019-08-05T19:00:00",{"v":102,"d":"102.0"},70.2,{"v":54,"d":"54.0"},64.8,34.72,0.0675,0.42,14.95]
["August",5,"10PM to 11PM",22,"August 5, 2019 22:00","2019-08-05T22:00:00",93.9,68.8,55.9,69.7,33.52,0.0685,0.45,14.75]
["August",6,"2AM to 3AM",2,"August 6, 2019 2:00","2019-08-06T02:00:00",91.9,68.7,{"v":57,"d":"57.0"},72.5,33.48,0.0687,0.47,14.71]
["August",6,"3AM to 4AM",3,"August 6, 2019 3:00","2019-08-06T03:00:00",{"v":86,"d":"86.0"},67.9,{"v":59,"d":"59.0"},77.9,32.88,0.0694,{"v":0.5,"d":"0.50"},14.57]
["August",6,"6AM to 7AM",6,"August 6, 2019 6:00","2019-08-06T06:00:00",{"v":86,"d":"86.0"},68.5,60.1,81.1,33.37,0.0694,0.52,14.58]
["August",6,"10AM to 11AM",10,"August 6, 2019 10:00","2019-08-06T10:00:00",{"v":100,"d":"100.0"},71.5,57.9,74.9,35.85,0.0677,0.48,14.93]
["August",6,"1PM to 2PM",13,"August 6, 2019 13:00","2019-08-06T13:00:00",{"v":106,"d":"106.0"},72.7,{"v":57,"d":"57.0"},72.5,36.92,{"v":0.067,"d":"0.0670"},0.47,15.08]
["August",6,"4PM to 5PM",16,"August 6, 2019 16:00","2019-08-06T16:00:00",{"v":108,"d":"108.0"},71.5,53.1,62.6,35.84,0.0668,0.41,{"v":15.1,"d":"15.10"}]
["August",6,"8PM to 9PM",20,"August 6, 2019 20:00","2019-08-06T20:00:00",{"v":99,"d":"99.0"},69.8,{"v":55,"d":"55.0"},67.4,34.39,0.0679,0.44,14.88]
["August",6,"11PM to 12AM",23,"August 6, 2019 23:00","2019-08-06T23:00:00",96.1,69.9,{"v":57,"d":"57.0"},72.5,{"v":34.5,"d":"34.50"},0.0682,0.47,14.82]
["August",7,"3AM to 4AM",3,"August 7, 2019 3:00","2019-08-07T03:00:00",89.1,69.4,60.1,81.1,34.12,{"v":0.069,"d":"0.0690"},0.52,14.66]
["August",7,"4AM to 5AM",4,"August 7, 2019 4:00","2019-08-07T04:00:00",89.1,69.4,60.1,81.1,34.12,{"v":0.069,"d":"0.0690"},0.52,14.66]
["August",7,"7AM to 8AM",7,"August 7, 2019 7:00","2019-08-07T07:00:00",91.9,68.7,{"v":57,"d":"57.0"},72.5,33.48,0.0687,0.47,14.71]
["August",7,"11AM to 12PM",11,"August 7, 2019 11:00","2019-08-07T11:00:00",{"v":106,"d":"106.0"},72.2,55.9,69.7,36.47,{"v":0.067,"d":"0.0670"},0.45,15.07]
["August",7,"2PM to 3PM",14,"August 7, 2019 14:00","2019-08-07T14:00:00",{"v":111,"d":"111.0"},72.4,53.1,62.6,36.58,0.0664,0.41,15.19]
["August",7,"5PM to 6PM",17,{"$f":"A5257&\" \"&B5257&\", \"&$D$5&\" \"&D5257&\":00\"","v":"August 7, 2019 17:00"},{"$f":"DATEVALUE(E5257)+TIMEVALUE(E5257)","v":"2019-08-07T17:00:00"},109.9,70.2,{"v":48,"d":"48.0"},51.8,{"v":34.6,"d":"34.60"},0.0666,0.34,15.12]
["August",7,"9PM to 10PM",21,"August 7, 2019 21:00","2019-08-07T21:00:00",{"v":99,"d":"99.0"},69.3,{"v":54,"d":"54.0"},64.8,33.98,0.0679,0.42,14.87]
["August",8,"12AM to 1AM",0,"August 8, 2019 0:00","2019-08-08",93.9,69.7,57.9,74.9,34.35,0.0684,0.48,14.77]
["August",8,"2AM to 3AM",2,"August 8, 2019 2:00","2019-08-08T02:00:00",{"v":93,"d":"93.0"},{"v":70,"d":"70.0"},{"v":59,"d":"59.0"},77.9,{"v":34.6,"d":"34.60"},0.0685,{"v":0.5,"d":"0.50"},14.76]
["August",8,"5AM to 6AM",5,"August 8, 2019 5:00","2019-08-08T05:00:00",{"v":91,"d":"91.0"},{"v":70,"d":"70.0"},60.1,81.1,34.61,0.0687,0.52,14.71]
["August",8,"8AM to 9AM",8,"August 8, 2019 8:00","2019-08-08T08:00:00",{"v":99,"d":"99.0"},72.7,{"v":61,"d":"61.0"},83.8,36.98,0.0678,0.54,14.94]
["August",8,"12PM to 1PM",12,"August 8, 2019 12:00","2019-08-08T12:00:00",107.1,{"v":73,"d":"73.0"},{"v":57,"d":"57.0"},72.5,37.18,0.0669,0.47,15.11]
["August",8,"3PM to 4PM",15,"August 8, 2019 15:00","2019-08-08T15:00:00",109.9,73.3,55.9,69.7,37.44,0.0665,0.45,15.18]
["August",8,"6PM to 7PM",18,"August 8, 2019 18:00","2019-08-08T18:00:00",{"v":108,"d":"108.0"},70.3,{"v":50,"d":"50.0"},55.8,34.76,0.0668,0.36,15.08]
["August",8,"9PM to 10PM",21,"August 8, 2019 21:00","2019-08-08T21:00:00",{"v":99,"d":"99.0"},71.7,{"v":59,"d":"59.0"},77.9,36.06,0.0678,{"v":0.5,"d":"0.50"},14.92]
["August",9,"2AM to 3AM",2,"August 9, 2019 2:00","2019-08-09T02:00:00",{"v":93,"d":"93.0"},70.5,60.1,81.1,{"v":35.1,"d":"35.10"},0.0685,0.52,14.77]
["August",9,"3AM to 4AM",3,"August 9, 2019 3:00","2019-08-09T03:00:00",91.9,70.2,60.1,81.1,34.83,0.0686,0.52,14.74]
["August",9,"6AM to 7AM",6,"August 9, 2019 6:00","2019-08-09T06:00:00",89.1,69.9,{"v":61,"d":"61.0"},83.8,34.55,{"v":0.069,"d":"0.0690"},0.54,14.67]
["August",9,"9AM to 10AM",9,"August 9, 2019 9:00","2019-08-09T09:00:00",{"v":97,"d":"97.0"},72.1,{"v":61,"d":"61.0"},83.8,36.49,{"v":0.068,"d":"0.0680"},0.54,14.88]
["August",9,"1PM to 2PM",13,"August 9, 2019 13:00","2019-08-09T13:00:00",105.1,74.8,62.1,87.1,{"v":39,"d":"39.00"},{"v":0.067,"d":"0.0670"},0.56,15.11]
["August",9,"4PM to 5PM",16,"August 9, 2019 16:00","2019-08-09T16:00:00",107.1,73.4,57.9,74.9,37.57,0.0668,0.48,15.12]
["August",9,"7PM to 8PM",19,"August 9, 2019 19:00","2019-08-09T19:00:00",105.1,72.8,57.9,74.9,37.08,0.0671,0.48,15.07]
["August",9,"10PM to 11PM",22,"August 9, 2019 22:00","2019-08-09T22:00:00",91.9,72.9,64.9,96.6,37.27,0.0685,0.62,14.79]
["August",10,"3AM to 4AM",3,"August 10, 2019 3:00","2019-08-10T03:00:00",{"v":84,"d":"84.0"},71.9,66.9,103.6,36.42,0.0695,0.67,{"v":14.6,"d":"14.60"}]
["August",10,"4AM to 5AM",4,"August 10, 2019 4:00","2019-08-10T04:00:00",{"v":84,"d":"84.0"},73.3,69.1,111.8,37.71,0.0695,0.72,14.63]
["August",10,"7AM to 8AM",7,"August 10, 2019 7:00","2019-08-10T07:00:00",{"v":86,"d":"86.0"},72.5,66.9,103.6,36.91,0.0693,0.67,14.65]
["August",10,"10AM to 11AM",{"$f":"IF(D5321+1>23,0,D5321+1)","v":10},"August 10, 2019 10:00","2019-08-10T10:00:00",{"v":95,"d":"95.0"},73.7,64.9,96.6,38.02,0.0682,0.62,14.87]
["August",10,"2PM to 3PM",14,"August 10, 2019 14:00","2019-08-10T14:00:00",105.1,76.9,{"v":66,"d":"66.0"},100.3,{"v":41.1,"d":"41.10"},0.0669,0.64,15.16]
["August",10,"5PM to 6PM",17,"August 10, 2019 17:00","2019-08-10T17:00:00",107.1,75.3,62.1,87.1,39.49,0.0668,0.56,15.16]
["August",10,"7PM to 8PM",19,"August 10, 2019 19:00","2019-08-10T19:00:00",93.9,71.8,62.1,87.1,36.26,0.0684,0.56,14.81]
["August",11,"1AM to 2AM",1,"August 11, 2019 1:00","2019-08-11T01:00:00",{"v":90,"d":"90.0"},70.7,62.1,87.1,35.29,0.0688,0.56,14.71]
["August",11,"4AM to 5AM",4,"August 11, 2019 4:00","2019-08-11T04:00:00",{"v":86,"d":"86.0"},71.3,64.9,96.6,35.81,0.0693,0.62,14.63]
["August",11,"5AM to 6AM",5,"August 11, 2019 5:00","2019-08-11T05:00:00",87.1,{"v":71,"d":"71.0"},{"v":64,"d":"64.0"},93.5,35.59,0.0692,{"v":0.6,"d":"0.60"},14.65]
["August",11,"8AM to 9AM",8,"August 11, 2019 8:00","2019-08-11T08:00:00",91.9,72.9,64.9,96.6,37.27,0.0685,0.62,14.79]
["August",11,"11AM to 12PM",11,"August 11, 2019 11:00","2019-08-11T11:00:00",{"v":102,"d":"102.0"},72.5,{"v":59,"d":"59.0"},77.9,36.81,0.0674,{"v":0.5,"d":"0.50"},{"v":15,"d":"15.00"}]
["August",11,"3PM to 4PM",15,"August 11, 2019 15:00","2019-08-11T15:00:00",107.1,74.4,60.1,81.1,38.54,0.0668,0.52,15.14]
["August",11,"6PM to 7PM",18,"August 11, 2019 18:00","2019-08-11T18:00:00",{"v":106,"d":"106.0"},75.1,62.1,87.1,39.22,0.0669,0.56,15.13]
["August",11,"8PM to 9PM",20,"August 11, 2019 20:00","2019-08-11T20:00:00",{"v":99,"d":"99.0"},70.2,55.9,69.7,34.75,0.0678,0.45,14.89]
["August",12,"2AM to 3AM",2,"August 12, 2019 2:00","2019-08-12T02:00:00",{"v":91,"d":"91.0"},72.1,{"v":64,"d":"64.0"},93.5,36.57,0.0687,{"v":0.6,"d":"0.60"},14.76]
["August",12,"5AM to 6AM",5,"August 12, 2019 5:00","2019-08-12T05:00:00",{"v":91,"d":"91.0"},70.5,{"v":61,"d":"61.0"},83.8,35.03,0.0687,0.54,14.72]
["August",12,"6AM to 7AM",6,"August 12, 2019 6:00","2019-08-12T06:00:00",{"v":90,"d":"90.0"},70.1,{"v":61,"d":"61.0"},83.8,34.77,0.0689,0.54,14.69]
["August",12,"9AM to 10AM",9,"August 12, 2019 9:00","2019-08-12T09:00:00",{"v":97,"d":"97.0"},72.1,{"v":61,"d":"61.0"},83.8,36.49,{"v":0.068,"d":"0.0680"},0.54,14.88]
["August",12,"12PM to 1PM",12,"August 12, 2019 12:00","2019-08-12T12:00:00",{"v":102,"d":"102.0"},{"v":73,"d":"73.0"},60.1,81.1,{"v":37.3,"d":"37.30"},0.0674,0.52,15.01]
["August",12,"4PM to 5PM",16,"August 12, 2019 16:00","2019-08-12T16:00:00",105.1,74.3,{"v":61,"d":"61.0"},83.8,38.48,{"v":0.067,"d":"0.0670"},0.54,{"v":15.1,"d":"15.10"}]
["August",12,"9PM to 10PM",21,"August 12, 2019 21:00","2019-08-12T21:00:00",{"v":99,"d":"99.0"},71.7,{"v":59,"d":"59.0"},77.9,36.06,0.0678,{"v":0.5,"d":"0.50"},14.92]
["August",13,"12AM to 1AM",0,"August 13, 2019 0:00","2019-08-13",{"v":90,"d":"90.0"},71.2,{"v":63,"d":"63.0"},{"v":90,"d":"90.0"},35.74,0.0688,0.58,14.72]
["August",13,"3AM to 4AM",3,"August 13, 2019 3:00","2019-08-13T03:00:00",{"v":88,"d":"88.0"},70.7,{"v":63,"d":"63.0"},{"v":90,"d":"90.0"},35.26,0.0691,0.58,14.66]
["August",13,"6AM to 7AM",6,"August 13, 2019 6:00","2019-08-13T06:00:00",87.1,71.6,64.9,96.6,36.07,0.0692,0.62,14.66]
["August",13,"7AM to 8AM",7,"August 13, 2019 7:00","2019-08-13T07:00:00",{"v":88,"d":"88.0"},71.8,64.9,96.6,36.29,{"v":0.069,"d":"0.0690"},0.62,14.68]
["August",13,"10AM to 11AM",10,"August 13, 2019 10:00","2019-08-13T10:00:00",{"v":93,"d":"93.0"},73.2,64.9,96.6,37.53,0.0684,0.62,14.82]
["August",13,"2PM to 3PM",14,"August 13, 2019 14:00","2019-08-13T14:00:00",{"v":100,"d":"100.0"},{"v":75,"d":"75.0"},64.9,96.6,39.26,0.0676,0.62,15.01]
["August",13,"5PM to 6PM",17,"August 13, 2019 17:00","2019-08-13T17:00:00",100.9,74.8,{"v":64,"d":"64.0"},93.5,{"v":39,"d":"39.00"},0.0675,{"v":0.6,"d":"0.60"},15.02]
["August",13,"10PM to 11PM",22,"August 13, 2019 22:00","2019-08-13T22:00:00",82.9,70.4,64.9,96.6,35.05,0.0697,0.62,14.55]
["August",14,"1AM to 2AM",1,"August 14, 2019 1:00","2019-08-14T01:00:00",78.1,71.7,69.1,111.8,36.24,0.0702,0.72,14.47]
["August",14,"4AM to 5AM",4,"August 14, 2019 4:00","2019-08-14T04:00:00",{"v":79,"d":"79.0"},71.2,{"v":68,"d":"68.0"},107.6,35.81,0.0701,0.69,14.48]
["August",14,"7AM to 8AM",7,"August 14, 2019 7:00","2019-08-14T07:00:00",78.1,72.3,{"v":70,"d":"70.0"},115.4,{"v":36.8,"d":"36.80"},0.0702,0.74,14.48]
["August",14,"8AM to 9AM",8,"August 14, 2019 8:00","2019-08-14T08:00:00",{"v":77,"d":"77.0"},72.7,71.1,119.8,37.23,0.0703,0.77,14.46]
["August",14,"11AM to 12PM",11,"August 14, 2019 11:00","2019-08-14T11:00:00",{"v":88,"d":"88.0"},{"v":73,"d":"73.0"},66.9,103.6,{"v":37.4,"d":"37.40"},{"v":0.069,"d":"0.0690"},0.67,14.71]
["August",14,"3PM to 4PM",15,"August 14, 2019 15:00","2019-08-14T15:00:00",93.9,73.4,64.9,96.6,37.76,0.0683,0.62,14.84]
["August",14,"7PM to 8PM",19,"August 14, 2019 19:00","2019-08-14T19:00:00",93.9,73.4,64.9,96.6,37.76,0.0683,0.62,14.84]
["August",14,"10PM to 11PM",22,"August 14, 2019 22:00","2019-08-14T22:00:00",89.1,72.7,{"v":66,"d":"66.0"},100.3,37.15,0.0689,0.64,14.73]
["August",15,"2AM to 3AM",2,"August 15, 2019 2:00","2019-08-15T02:00:00",82.9,69.2,{"v":63,"d":"63.0"},{"v":90,"d":"90.0"},34.02,0.0697,0.58,14.53]
["August",15,"5AM to 6AM",5,"August 15, 2019 5:00","2019-08-15T05:00:00",80.1,69.6,64.9,96.6,34.34,0.0701,0.62,14.47]
["August",15,"6AM to 7AM",6,"August 15, 2019 6:00","2019-08-15T06:00:00",80.1,69.6,64.9,96.6,34.34,0.0701,0.62,14.47]
["August",15,"9AM to 10AM",9,"August 15, 2019 9:00","2019-08-15T09:00:00",{"v":90,"d":"90.0"},{"v":73,"d":"73.0"},{"v":66,"d":"66.0"},100.3,37.38,0.0688,0.64,14.75]
["August",15,"12PM to 1PM",12,"August 15, 2019 12:00","2019-08-15T12:00:00",96.1,{"v":74,"d":"74.0"},64.9,96.6,38.29,{"v":0.068,"d":"0.0680"},0.62,{"v":14.9,"d":"14.90"}]
["August",15,"4PM to 5PM",16,"August 15, 2019 16:00","2019-08-15T16:00:00",{"v":99,"d":"99.0"},73.7,{"v":63,"d":"63.0"},{"v":90,"d":"90.0"},37.95,0.0677,0.58,14.96]
["August",15,"8PM to 9PM",20,"August 15, 2019 20:00","2019-08-15T20:00:00",{"v":93,"d":"93.0"},{"v":71,"d":"71.0"},{"v":61,"d":"61.0"},83.8,35.52,0.0685,0.54,14.78]
["August",15,"11PM to 12AM",23,"August 15, 2019 23:00","2019-08-15T23:00:00",87.1,65.7,{"v":54,"d":"54.0"},64.8,31.08,0.0693,0.42,14.56]
["August",16,"3AM to 4AM",3,"August 16, 2019 3:00","2019-08-16T03:00:00",80.1,64.5,55.9,69.7,30.13,0.0702,0.45,14.38]
["August",16,"6AM to 7AM",6,"August 16, 2019 6:00","2019-08-16T06:00:00",78.1,64.4,{"v":57,"d":"57.0"},72.5,30.09,0.0705,0.47,14.34]
["August",16,"7AM to 8AM",7,"August 16, 2019 7:00","2019-08-16T07:00:00",{"v":82,"d":"82.0"},64.6,{"v":55,"d":"55.0"},67.4,30.26,{"v":0.07,"d":"0.0700"},0.44,14.43]
["August",16,"10AM to 11AM",10,"August 16, 2019 10:00","2019-08-16T10:00:00",91.9,{"v":66,"d":"66.0"},51.1,58.2,31.22,0.0688,0.38,14.66]
["August",16,"1PM to 2PM",13,"August 16, 2019 13:00","2019-08-16T13:00:00",98.1,65.9,{"v":46,"d":"46.0"},{"v":48,"d":"48.0"},31.12,0.0681,0.31,14.79]
["August",16,"5PM to 6PM",17,"August 16, 2019 17:00","2019-08-16T17:00:00",{"v":100,"d":"100.0"},66.1,{"v":45,"d":"45.0"},46.1,31.29,0.0678,{"v":0.3,"d":"0.30"},14.84]
["August",16,"9PM to 10PM",21,"August 16, 2019 21:00","2019-08-16T21:00:00",89.1,65.4,{"v":52,"d":"52.0"},60.2,30.84,0.0691,0.39,14.59]
["August",17,"12AM to 1AM",0,"August 17, 2019 0:00","2019-08-17",{"v":86,"d":"86.0"},63.6,{"v":50,"d":"50.0"},55.8,29.41,0.0695,0.36,{"v":14.5,"d":"14.50"}]
["August",17,"4AM to 5AM",4,"August 17, 2019 4:00","2019-08-17T04:00:00",78.1,59.2,{"v":46,"d":"46.0"},{"v":48,"d":"48.0"},26.26,0.0706,0.31,14.26]
["August",17,"7AM to 8AM",7,"August 17, 2019 7:00","2019-08-17T07:00:00",{"v":81,"d":"81.0"},59.4,44.1,44.5,26.41,0.0702,0.29,14.33]
["August",17,"8AM to 9AM",8,"August 17, 2019 8:00","2019-08-17T08:00:00",84.9,60.1,42.1,41.2,26.86,0.0698,0.27,14.42]
["August",17,"11AM to 12PM",11,"August 17, 2019 11:00","2019-08-17T11:00:00",98.1,64.5,42.1,41.2,30.04,0.0681,0.27,14.77]
["August",17,"2PM to 3PM",14,"August 17, 2019 14:00","2019-08-17T14:00:00",{"v":104,"d":"104.0"},63.7,{"v":32,"d":"32.0"},27.6,29.33,0.0675,0.18,14.88]
["August",17,"6PM to 7PM",18,"August 17, 2019 18:00","2019-08-17T18:00:00",100.9,63.4,35.1,31.2,29.17,0.0678,{"v":0.2,"d":"0.20"},14.81]
["August",17,"10PM to 11PM",22,"August 17, 2019 22:00","2019-08-17T22:00:00",{"v":90,"d":"90.0"},61.8,42.1,41.2,28.08,0.0691,0.27,14.55]
["August",18,"2AM to 3AM",2,"August 18, 2019 2:00","2019-08-18T02:00:00",{"v":77,"d":"77.0"},59.2,46.9,49.7,26.26,0.0707,0.32,14.24]
["August",18,"5AM to 6AM",5,"August 18, 2019 5:00","2019-08-18T05:00:00",75.9,59.2,{"v":48,"d":"48.0"},51.8,26.33,0.0709,0.34,14.22]
["August",18,"8AM to 9AM",8,"August 18, 2019 8:00","2019-08-18T08:00:00",{"v":86,"d":"86.0"},60.1,{"v":41,"d":"41.0"},39.5,26.85,0.0696,0.26,14.44]
["August",18,"9AM to 10AM",9,{"$f":"A5513&\" \"&B5513&\", \"&$D$5&\" \"&D5513&\":00\"","v":"August 18, 2019 9:00"},{"$f":"DATEVALUE(E5513)+TIMEVALUE(E5513)","v":"2019-08-18T09:00:00"},{"v":91,"d":"91.0"},61.5,39.9,37.9,27.82,{"v":0.069,"d":"0.0690"},0.25,14.57]
["August",18,"12PM to 1PM",12,"August 18, 2019 12:00","2019-08-18T12:00:00",{"v":99,"d":"99.0"},61.7,30.9,26.3,{"v":27.9,"d":"27.90"},0.0681,0.17,14.74]
["August",18,"3PM to 4PM",15,"August 18, 2019 15:00","2019-08-18T15:00:00",100.9,62.1,{"v":30,"d":"30.0"},25.2,28.21,0.0679,0.16,14.79]
["August",18,"8PM to 9PM",20,"August 18, 2019 20:00","2019-08-18T20:00:00",91.9,61.8,39.9,37.9,28.03,0.0689,0.25,{"v":14.6,"d":"14.60"}]
["August",18,"11PM to 12AM",23,"August 18, 2019 23:00","2019-08-18T23:00:00",{"v":86,"d":"86.0"},59.1,37.9,{"v":35,"d":"35.0"},26.15,0.0697,0.23,14.43]
["August",19,"3AM to 4AM",3,"August 19, 2019 3:00","2019-08-19T03:00:00",{"v":81,"d":"81.0"},{"v":59,"d":"59.0"},{"v":43,"d":"43.0"},42.7,26.13,0.0703,0.28,14.32]
["August",19,"6AM to 7AM",6,"August 19, 2019 6:00","2019-08-19T06:00:00",{"v":77,"d":"77.0"},59.6,{"v":48,"d":"48.0"},51.8,26.59,0.0707,0.34,14.24]
["August",19,"9AM to 10AM",9,"August 19, 2019 9:00","2019-08-19T09:00:00",{"v":90,"d":"90.0"},66.6,{"v":54,"d":"54.0"},64.8,31.78,{"v":0.069,"d":"0.0690"},0.42,14.63]
["August",19,"10AM to 11AM",10,"August 19, 2019 10:00","2019-08-19T10:00:00",{"v":91,"d":"91.0"},{"v":67,"d":"67.0"},{"v":54,"d":"54.0"},64.8,32.04,0.0688,0.42,14.66]
["August",19,"1PM to 2PM",13,"August 19, 2019 13:00","2019-08-19T13:00:00",96.1,68.5,{"v":54,"d":"54.0"},64.8,33.27,0.0682,0.42,14.79]
["August",19,"4PM to 5PM",16,"August 19, 2019 16:00","2019-08-19T16:00:00",98.1,69.1,{"v":54,"d":"54.0"},64.8,33.76,{"v":0.068,"d":"0.0680"},0.42,14.85]
["August",19,"9PM to 10PM",21,"August 19, 2019 21:00","2019-08-19T21:00:00",{"v":88,"d":"88.0"},64.2,{"v":50,"d":"50.0"},55.8,{"v":29.9,"d":"29.90"},0.0693,0.36,14.55]
["August",20,"12AM to 1AM",0,"August 20, 2019 0:00","2019-08-20",82.9,60.9,{"v":46,"d":"46.0"},{"v":48,"d":"48.0"},27.44,{"v":0.07,"d":"0.0700"},0.31,14.39]
["August",20,"4AM to 5AM",4,"August 20, 2019 4:00","2019-08-20T04:00:00",75.9,60.1,{"v":50,"d":"50.0"},55.8,26.96,0.0708,0.36,14.23]
["August",20,"7AM to 8AM",7,"August 20, 2019 7:00","2019-08-20T07:00:00",{"v":81,"d":"81.0"},62.8,{"v":52,"d":"52.0"},60.2,28.86,0.0702,0.39,14.38]
["August",20,"10AM to 11AM",10,"August 20, 2019 10:00","2019-08-20T10:00:00",{"v":91,"d":"91.0"},63.2,{"v":45,"d":"45.0"},46.1,29.11,{"v":0.069,"d":"0.0690"},{"v":0.3,"d":"0.30"},{"v":14.6,"d":"14.60"}]
["August",20,"11AM to 12PM",11,"August 20, 2019 11:00","2019-08-20T11:00:00",93.9,64.2,{"v":45,"d":"45.0"},46.1,29.81,0.0686,{"v":0.3,"d":"0.30"},14.67]
["August",20,"5PM to 6PM",17,"August 20, 2019 17:00","2019-08-20T17:00:00",98.1,64.8,{"v":43,"d":"43.0"},42.7,30.28,0.0681,0.28,14.77]
["August",20,"7PM to 8PM",19,"August 20, 2019 19:00","2019-08-20T19:00:00",{"v":93,"d":"93.0"},63.2,{"v":43,"d":"43.0"},42.7,29.05,0.0687,0.28,14.64]
["August",20,"10PM to 11PM",22,"August 20, 2019 22:00","2019-08-20T22:00:00",84.9,61.9,46.9,49.7,28.19,0.0697,0.32,14.45]
["August",21,"1AM to 2AM",1,{"$f":"A5577&\" \"&B5577&\", \"&$D$5&\" \"&D5577&\":00\"","v":"August 21, 2019 1:00"},{"$f":"DATEVALUE(E5577)+TIMEVALUE(E5577)","v":"2019-08-21T01:00:00"},78.1,58.7,{"v":45,"d":"45.0"},46.1,25.96,0.0706,{"v":0.3,"d":"0.30"},14.26]
["August",21,"5AM to 6AM",5,"August 21, 2019 5:00","2019-08-21T05:00:00",75.9,58.4,{"v":46,"d":"46.0"},{"v":48,"d":"48.0"},25.74,0.0709,0.31,{"v":14.2,"d":"14.20"}]
["August",21,"8AM to 9AM",8,"August 21, 2019 8:00","2019-08-21T08:00:00",84.9,61.9,46.9,49.7,28.19,0.0697,0.32,14.45]
["August",21,"11AM to 12PM",11,"August 21, 2019 11:00","2019-08-21T11:00:00",98.1,64.2,{"v":41,"d":"41.0"},39.5,29.78,0.0681,0.26,14.76]
["August",21,"12PM to 1PM",12,"August 21, 2019 12:00","2019-08-21T12:00:00",{"v":100,"d":"100.0"},63.9,37.9,{"v":35,"d":"35.0"},29.55,0.0679,0.23,{"v":14.8,"d":"14.80"}]
["August",21,"6PM to 7PM",18,"August 21, 2019 18:00","2019-08-21T18:00:00",{"v":102,"d":"102.0"},64.6,37.9,{"v":35,"d":"35.0"},30.03,0.0677,0.23,14.85]
["August",21,"8PM to 9PM",20,"August 21, 2019 20:00","2019-08-21T20:00:00",93.9,64.6,{"v":46,"d":"46.0"},{"v":48,"d":"48.0"},30.11,0.0686,0.31,14.68]
["August",21,"11PM to 12AM",23,"August 21, 2019 23:00","2019-08-21T23:00:00",{"v":86,"d":"86.0"},62.7,{"v":48,"d":"48.0"},51.8,28.78,0.0696,0.34,14.48]
["August",22,"2AM to 3AM",2,"August 22, 2019 2:00","2019-08-22T02:00:00",{"v":81,"d":"81.0"},60.6,46.9,49.7,27.23,0.0702,0.32,14.34]
["August",22,"6AM to 7AM",6,"August 22, 2019 6:00","2019-08-22T06:00:00",80.1,60.2,46.9,49.7,27.01,0.0703,0.32,14.32]
["August",22,"9AM to 10AM",9,"August 22, 2019 9:00","2019-08-22T09:00:00",{"v":91,"d":"91.0"},63.6,{"v":46,"d":"46.0"},{"v":48,"d":"48.0"},29.41,0.0689,0.31,14.61]
["August",22,"10AM to 11AM",10,"August 22, 2019 10:00","2019-08-22T10:00:00",96.1,65.3,{"v":46,"d":"46.0"},{"v":48,"d":"48.0"},30.64,0.0683,0.31,14.74]
["August",22,"3PM to 4PM",15,"August 22, 2019 15:00","2019-08-22T15:00:00",{"v":104,"d":"104.0"},68.8,48.9,53.6,33.44,0.0673,0.35,14.97]
["August",22,"5PM to 6PM",17,"August 22, 2019 17:00","2019-08-22T17:00:00",{"v":102,"d":"102.0"},68.6,{"v":50,"d":"50.0"},55.8,33.31,0.0675,0.36,14.92]
["August",22,"9PM to 10PM",21,"August 22, 2019 21:00","2019-08-22T21:00:00",{"v":93,"d":"93.0"},{"v":70,"d":"70.0"},{"v":59,"d":"59.0"},77.9,{"v":34.6,"d":"34.60"},0.0685,{"v":0.5,"d":"0.50"},14.76]
["August",23,"12AM to 1AM",0,"August 23, 2019 0:00","2019-08-23",{"v":91,"d":"91.0"},68.9,57.9,74.9,33.64,0.0688,0.48,14.69]
["August",23,"3AM to 4AM",3,"August 23, 2019 3:00","2019-08-23T03:00:00",89.1,68.3,57.9,74.9,33.16,{"v":0.069,"d":"0.0690"},0.48,14.64]
["August",23,"7AM to 8AM",7,"August 23, 2019 7:00","2019-08-23T07:00:00",{"v":88,"d":"88.0"},69.1,60.1,81.1,33.86,0.0691,0.52,14.63]
["August",23,"10AM to 11AM",10,"August 23, 2019 10:00","2019-08-23T10:00:00",{"v":93,"d":"93.0"},{"v":71,"d":"71.0"},{"v":61,"d":"61.0"},83.8,35.52,0.0685,0.54,14.78]
["August",23,"11AM to 12PM",11,"August 23, 2019 11:00","2019-08-23T11:00:00",{"v":93,"d":"93.0"},70.5,60.1,81.1,{"v":35.1,"d":"35.10"},0.0685,0.52,14.77]
["August",23,"4PM to 5PM",16,"August 23, 2019 16:00","2019-08-23T16:00:00",{"v":93,"d":"93.0"},70.5,60.1,81.1,{"v":35.1,"d":"35.10"},0.0685,0.52,14.77]
["August",23,"6PM to 7PM",{"$f":"IF(D5641+1>23,0,D5641+1)","v":18},"August 23, 2019 18:00","2019-08-23T18:00:00",91.9,70.7,{"v":61,"d":"61.0"},83.8,35.25,0.0686,0.54,14.75]
["August",23,"10PM to 11PM",22,"August 23, 2019 22:00","2019-08-23T22:00:00",{"v":86,"d":"86.0"},71.9,{"v":66,"d":"66.0"},100.3,{"v":36.4,"d":"36.40"},0.0693,0.64,14.64]
["August",24,"1AM to 2AM",1,"August 24, 2019 1:00","2019-08-24T01:00:00",{"v":84,"d":"84.0"},71.9,66.9,103.6,36.42,0.0695,0.67,{"v":14.6,"d":"14.60"}]
["August",24,"4AM to 5AM",4,"August 24, 2019 4:00","2019-08-24T04:00:00",{"v":82,"d":"82.0"},{"v":72,"d":"72.0"},{"v":68,"d":"68.0"},107.6,36.57,0.0697,0.69,14.56]
["August",24,"8AM to 9AM",8,"August 24, 2019 8:00","2019-08-24T08:00:00",{"v":86,"d":"86.0"},73.1,{"v":68,"d":"68.0"},107.6,37.54,0.0692,0.69,14.67]
["August",24,"11AM to 12PM",11,"August 24, 2019 11:00","2019-08-24T11:00:00",93.9,74.1,{"v":66,"d":"66.0"},100.3,38.35,0.0683,0.64,14.86]
["August",24,"1PM to 2PM",13,"August 24, 2019 13:00","2019-08-24T13:00:00",{"v":90,"d":"90.0"},{"v":73,"d":"73.0"},{"v":66,"d":"66.0"},100.3,37.38,0.0688,0.64,14.75]
["August",24,"4PM to 5PM",16,"August 24, 2019 16:00","2019-08-24T16:00:00",{"v":90,"d":"90.0"},74.9,69.1,111.8,39.18,0.0687,0.72,14.79]
["August",24,"7PM to 8PM",19,"August 24, 2019 19:00","2019-08-24T19:00:00",{"v":84,"d":"84.0"},66.8,57.9,74.9,31.93,0.0697,0.48,14.51]
["August",24,"11PM to 12AM",23,"August 24, 2019 23:00","2019-08-24T23:00:00",{"v":81,"d":"81.0"},65.8,57.9,74.9,31.18,0.0701,0.48,14.43]
["August",25,"2AM to 3AM",2,"August 25, 2019 2:00","2019-08-25T02:00:00",80.1,66.1,{"v":59,"d":"59.0"},77.9,31.43,0.0702,{"v":0.5,"d":"0.50"},14.41]
["August",25,"6AM to 7AM",6,"August 25, 2019 6:00","2019-08-25T06:00:00",78.1,66.1,60.1,81.1,31.43,0.0704,0.52,14.37]
["August",25,"9AM to 10AM",9,"August 25, 2019 9:00","2019-08-25T09:00:00",89.1,69.4,60.1,81.1,34.12,{"v":0.069,"d":"0.0690"},0.52,14.66]
["August",25,"12PM to 1PM",12,"August 25, 2019 12:00","2019-08-25T12:00:00",96.1,71.4,60.1,81.1,35.85,0.0681,0.52,14.85]
["August",25,"2PM to 3PM",14,"August 25, 2019 14:00","2019-08-25T14:00:00",{"v":99,"d":"99.0"},72.7,{"v":61,"d":"61.0"},83.8,36.98,0.0678,0.54,14.94]
["August",25,"5PM to 6PM",17,"August 25, 2019 17:00","2019-08-25T17:00:00",{"v":100,"d":"100.0"},72.5,60.1,81.1,36.82,0.0676,0.52,14.95]
["August",25,"8PM to 9PM",20,"August 25, 2019 20:00","2019-08-25T20:00:00",91.9,70.2,60.1,81.1,34.83,0.0686,0.52,14.74]
["August",26,"12AM to 1AM",0,"August 26, 2019 0:00","2019-08-26",{"v":86,"d":"86.0"},68.5,60.1,81.1,33.37,0.0694,0.52,14.58]
["August",26,"3AM to 4AM",3,"August 26, 2019 3:00","2019-08-26T03:00:00",{"v":82,"d":"82.0"},67.3,60.1,81.1,{"v":32.4,"d":"32.40"},0.0699,0.52,14.47]
["August",26,"7AM to 8AM",7,"August 26, 2019 7:00","2019-08-26T07:00:00",{"v":86,"d":"86.0"},{"v":69,"d":"69.0"},{"v":61,"d":"61.0"},83.8,{"v":33.8,"d":"33.80"},0.0694,0.54,14.59]
["August",26,"10AM to 11AM",{"$f":"IF(D5705+1>23,0,D5705+1)","v":10},"August 26, 2019 10:00","2019-08-26T10:00:00",96.1,71.9,{"v":61,"d":"61.0"},83.8,36.27,0.0681,0.54,14.86]
["August",26,"11AM to 12PM",11,"August 26, 2019 11:00","2019-08-26T11:00:00",{"v":100,"d":"100.0"},{"v":73,"d":"73.0"},{"v":61,"d":"61.0"},83.8,37.24,0.0676,0.54,14.96]
["August",26,"3PM to 4PM",15,"August 26, 2019 15:00","2019-08-26T15:00:00",{"v":104,"d":"104.0"},{"v":70,"d":"70.0"},{"v":52,"d":"52.0"},60.2,34.48,0.0673,0.39,14.99]
["August",26,"6PM to 7PM",18,"August 26, 2019 18:00","2019-08-26T18:00:00",{"v":99,"d":"99.0"},70.2,55.9,69.7,34.75,0.0678,0.45,14.89]
["August",26,"10PM to 11PM",22,"August 26, 2019 22:00","2019-08-26T22:00:00",{"v":88,"d":"88.0"},68.5,{"v":59,"d":"59.0"},77.9,33.37,0.0691,{"v":0.5,"d":"0.50"},14.62]
["August",27,"1AM to 2AM",1,"August 27, 2019 1:00","2019-08-27T01:00:00",{"v":84,"d":"84.0"},67.3,{"v":59,"d":"59.0"},77.9,{"v":32.4,"d":"32.40"},0.0697,{"v":0.5,"d":"0.50"},14.52]
["August",27,"4AM to 5AM",4,"August 27, 2019 4:00","2019-08-27T04:00:00",82.9,67.6,60.1,81.1,32.62,0.0698,0.52,{"v":14.5,"d":"14.50"}]
["August",27,"8AM to 9AM",8,"August 27, 2019 8:00","2019-08-27T08:00:00",{"v":90,"d":"90.0"},68.6,57.9,74.9,33.38,0.0689,0.48,14.67]
["August",27,"11AM to 12PM",11,"August 27, 2019 11:00","2019-08-27T11:00:00",{"v":99,"d":"99.0"},71.2,57.9,74.9,35.58,0.0678,0.48,14.91]
["August",27,"12PM to 1PM",12,"August 27, 2019 12:00","2019-08-27T12:00:00",{"v":102,"d":"102.0"},71.1,55.9,69.7,{"v":35.5,"d":"35.50"},0.0675,0.45,14.97]
["August",27,"4PM to 5PM",16,"August 27, 2019 16:00","2019-08-27T16:00:00",105.1,68.8,{"v":48,"d":"48.0"},51.8,33.42,0.0672,0.34,14.99]
["August",27,"7PM to 8PM",19,"August 27, 2019 19:00","2019-08-27T19:00:00",{"v":100,"d":"100.0"},68.8,{"v":52,"d":"52.0"},60.2,33.51,0.0678,0.39,14.88]
["August",27,"11PM to 12AM",23,"August 27, 2019 23:00","2019-08-27T23:00:00",{"v":91,"d":"91.0"},67.5,{"v":55,"d":"55.0"},67.4,32.46,0.0688,0.44,14.67]
["August",28,"2AM to 3AM",2,"August 28, 2019 2:00","2019-08-28T02:00:00",{"v":84,"d":"84.0"},66.3,{"v":57,"d":"57.0"},72.5,31.55,0.0697,0.47,{"v":14.5,"d":"14.50"}]
["August",28,"5AM to 6AM",5,"August 28, 2019 5:00","2019-08-28T05:00:00",{"v":82,"d":"82.0"},66.1,57.9,74.9,31.44,0.0699,0.48,14.45]
["August",28,"9AM to 10AM",9,"August 28, 2019 9:00","2019-08-28T09:00:00",93.9,70.3,{"v":59,"d":"59.0"},77.9,34.82,0.0684,{"v":0.5,"d":"0.50"},14.78]
["August",28,"1PM to 2PM",13,"August 28, 2019 13:00","2019-08-28T13:00:00",102.9,70.1,53.1,62.6,34.61,0.0674,0.41,14.97]
["August",28,"4PM to 5PM",16,"August 28, 2019 16:00","2019-08-28T16:00:00",{"v":104,"d":"104.0"},71.3,{"v":55,"d":"55.0"},67.4,35.63,0.0672,0.44,15.01]
["August",28,"5PM to 6PM",17,"August 28, 2019 17:00","2019-08-28T17:00:00",102.9,70.5,{"v":54,"d":"54.0"},64.8,34.94,0.0674,0.42,14.98]
["August",28,"8PM to 9PM",20,"August 28, 2019 20:00","2019-08-28T20:00:00",{"v":97,"d":"97.0"},68.8,{"v":54,"d":"54.0"},64.8,33.49,0.0681,0.42,14.82]
["August",29,"12AM to 1AM",0,"August 29, 2019 0:00","2019-08-29",91.9,68.7,{"v":57,"d":"57.0"},72.5,33.48,0.0687,0.47,14.71]
["August",29,"3AM to 4AM",3,"August 29, 2019 3:00","2019-08-29T03:00:00",{"v":88,"d":"88.0"},{"v":68,"d":"68.0"},57.9,74.9,{"v":32.9,"d":"32.90"},0.0692,0.48,14.61]
["August",29,"6AM to 7AM",6,"August 29, 2019 6:00","2019-08-29T06:00:00",{"v":82,"d":"82.0"},67.3,60.1,81.1,{"v":32.4,"d":"32.40"},0.0699,0.52,14.47]
["August",29,"10AM to 11AM",10,"August 29, 2019 10:00","2019-08-29T10:00:00",98.1,71.4,{"v":59,"d":"59.0"},77.9,35.84,0.0679,{"v":0.5,"d":"0.50"},14.89]
["August",29,"2PM to 3PM",14,"August 29, 2019 14:00","2019-08-29T14:00:00",102.9,70.5,{"v":54,"d":"54.0"},64.8,34.94,0.0674,0.42,14.98]
["August",29,"3PM to 4PM",15,"August 29, 2019 15:00","2019-08-29T15:00:00",{"v":104,"d":"104.0"},{"v":70,"d":"70.0"},{"v":52,"d":"52.0"},60.2,34.48,0.0673,0.39,14.99]
["August",29,"6PM to 7PM",18,"August 29, 2019 18:00","2019-08-29T18:00:00",{"v":100,"d":"100.0"},{"v":68,"d":"68.0"},{"v":50,"d":"50.0"},55.8,32.83,0.0678,0.36,14.87]
["August",29,"9PM to 10PM",21,"August 29, 2019 21:00","2019-08-29T21:00:00",93.9,65.7,48.9,53.6,30.99,0.0685,0.35,{"v":14.7,"d":"14.70"}]
["August",30,"1AM to 2AM",1,"August 30, 2019 1:00","2019-08-30T01:00:00",{"v":84,"d":"84.0"},62.1,{"v":48,"d":"48.0"},51.8,{"v":28.3,"d":"28.30"},0.0698,0.34,14.43]
["August",30,"4AM to 5AM",4,"August 30, 2019 4:00","2019-08-30T04:00:00",80.1,62.5,{"v":52,"d":"52.0"},60.2,28.64,0.0703,0.39,14.35]
["August",30,"7AM to 8AM",7,"August 30, 2019 7:00","2019-08-30T07:00:00",{"v":82,"d":"82.0"},62.3,{"v":50,"d":"50.0"},55.8,28.45,{"v":0.07,"d":"0.0700"},0.36,14.39]
["August",30,"11AM to 12PM",11,"August 30, 2019 11:00","2019-08-30T11:00:00",{"v":97,"d":"97.0"},65.9,46.9,49.7,31.12,0.0682,0.32,14.77]
["August",30,"3PM to 4PM",15,"August 30, 2019 15:00","2019-08-30T15:00:00",102.9,67.4,{"v":46,"d":"46.0"},{"v":48,"d":"48.0"},{"v":32.3,"d":"32.30"},0.0675,0.31,14.92]
["August",30,"4PM to 5PM",16,"August 30, 2019 16:00","2019-08-30T16:00:00",102.9,67.4,{"v":46,"d":"46.0"},{"v":48,"d":"48.0"},{"v":32.3,"d":"32.30"},0.0675,0.31,14.92]
["August",30,"7PM to 8PM",19,"August 30, 2019 19:00","2019-08-30T19:00:00",93.9,65.3,{"v":48,"d":"48.0"},51.8,30.71,0.0686,0.34,14.69]
["August",30,"10PM to 11PM",22,"August 30, 2019 22:00","2019-08-30T22:00:00",{"v":90,"d":"90.0"},63.3,{"v":46,"d":"46.0"},{"v":48,"d":"48.0"},29.15,0.0691,0.31,14.58]
["August",31,"2AM to 3AM",2,"August 31, 2019 2:00","2019-08-31T02:00:00",80.1,59.1,44.1,44.5,26.19,0.0704,0.29,{"v":14.3,"d":"14.30"}]
["August",31,"5AM to 6AM",5,"August 31, 2019 5:00","2019-08-31T05:00:00",78.1,59.2,{"v":46,"d":"46.0"},{"v":48,"d":"48.0"},26.26,0.0706,0.31,14.26]
["August",31,"8AM to 9AM",8,"August 31, 2019 8:00","2019-08-31T08:00:00",84.9,61.6,{"v":46,"d":"46.0"},{"v":48,"d":"48.0"},27.93,0.0697,0.31,14.44]
["August",31,"1PM to 2PM",13,"August 31, 2019 13:00","2019-08-31T13:00:00",{"v":99,"d":"99.0"},62.2,33.1,28.9,28.31,0.0681,0.19,14.75]
["August",31,"4PM to 5PM",16,"August 31, 2019 16:00","2019-08-31T16:00:00",{"v":100,"d":"100.0"},62.8,{"v":34,"d":"34.0"},29.9,28.74,0.0679,{"v":0.2,"d":"0.20"},14.78]
["August",31,"5PM to 6PM",17,{"$f":"A5833&\" \"&B5833&\", \"&$D$5&\" \"&D5833&\":00\"","v":"August 31, 2019 17:00"},{"$f":"DATEVALUE(E5833)+TIMEVALUE(E5833)","v":"2019-08-31T17:00:00"},{"v":99,"d":"99.0"},{"v":62,"d":"62.0"},{"v":32,"d":"32.0"},27.6,28.11,0.0681,0.18,14.75]
["August",31,"8PM to 9PM",20,"August 31, 2019 20:00","2019-08-31T20:00:00",{"v":86,"d":"86.0"},59.4,{"v":39,"d":"39.0"},36.6,26.39,0.0696,0.24,14.43]
["August",31,"11PM to 12AM",23,"August 31, 2019 23:00","2019-08-31T23:00:00",88.5,61.6,42.8,42.4,27.91,0.0693,0.28,14.52]
["September",1,"3AM to 4AM",3,"September 1, 2019 3:00","2019-09-01T03:00:00",91.9,64.7,{"v":48,"d":"48.0"},51.8,30.23,0.0688,0.34,14.64]
["September",1,"6AM to 7AM",6,"September 1, 2019 6:00","2019-09-01T06:00:00",{"v":88,"d":"88.0"},63.8,48.9,53.6,29.54,0.0693,0.35,14.54]
["September",1,"9AM to 10AM",9,"September 1, 2019 9:00","2019-09-01T09:00:00",96.1,66.8,{"v":50,"d":"50.0"},55.8,31.87,0.0683,0.36,14.76]
["September",1,"2PM to 3PM",14,"September 1, 2019 14:00","2019-09-01T14:00:00",{"v":106,"d":"106.0"},69.4,48.9,53.6,33.93,0.0671,0.35,15.02]
["September",1,"5PM to 6PM",17,"September 1, 2019 17:00","2019-09-01T17:00:00",105.1,66.1,39.9,37.9,31.22,0.0673,0.25,14.94]
["September",1,"6PM to 7PM",18,"September 1, 2019 18:00","2019-09-01T18:00:00",{"v":102,"d":"102.0"},65.5,{"v":41,"d":"41.0"},39.5,30.74,0.0676,0.26,14.87]
["September",1,"9PM to 10PM",21,"September 1, 2019 21:00","2019-09-01T21:00:00",{"v":95,"d":"95.0"},64.5,{"v":45,"d":"45.0"},46.1,30.07,0.0685,{"v":0.3,"d":"0.30"},{"v":14.7,"d":"14.70"}]
["September",2,"12AM to 1AM",0,"September 2, 2019 0:00","2019-09-02",{"v":90,"d":"90.0"},64.1,{"v":48,"d":"48.0"},51.8,29.74,0.0691,0.34,14.59]
["September",2,"4AM to 5AM",4,"September 2, 2019 4:00","2019-09-02T04:00:00",84.9,63.2,{"v":50,"d":"50.0"},55.8,29.15,0.0697,0.36,14.47]
["September",2,"6AM to 7AM",6,"September 2, 2019 6:00","2019-09-02T06:00:00",87.1,63.1,{"v":48,"d":"48.0"},51.8,29.04,0.0694,0.34,14.51]
["September",2,"12PM to 1PM",12,"September 2, 2019 12:00","2019-09-02T12:00:00",{"v":102,"d":"102.0"},66.1,{"v":43,"d":"43.0"},42.7,31.24,0.0676,0.28,14.88]
["September",2,"3PM to 4PM",15,"September 2, 2019 15:00","2019-09-02T15:00:00",102.9,65.7,{"v":41,"d":"41.0"},39.5,30.95,0.0675,0.26,14.89]
["September",2,"6PM to 7PM",18,"September 2, 2019 18:00","2019-09-02T18:00:00",{"v":100,"d":"100.0"},65.2,42.1,41.2,30.53,0.0679,0.27,14.82]
["September",2,"7PM to 8PM",19,"September 2, 2019 19:00","2019-09-02T19:00:00",{"v":100,"d":"100.0"},64.8,{"v":41,"d":"41.0"},39.5,30.26,0.0679,0.26,14.82]
["September",2,"10PM to 11PM",22,"September 2, 2019 22:00","2019-09-02T22:00:00",{"v":93,"d":"93.0"},64.3,{"v":46,"d":"46.0"},{"v":48,"d":"48.0"},29.89,0.0687,0.31,14.66]
["September",3,"2AM to 3AM",2,"September 3, 2019 2:00","2019-09-03T02:00:00",{"v":88,"d":"88.0"},{"v":63,"d":"63.0"},46.9,49.7,28.93,0.0693,0.32,14.53]
["September",3,"5AM to 6AM",5,"September 3, 2019 5:00","2019-09-03T05:00:00",82.9,{"v":64,"d":"64.0"},53.1,62.6,29.73,0.0699,0.41,14.44]
["September",3,"7AM to 8AM",7,"September 3, 2019 7:00","2019-09-03T07:00:00",{"v":86,"d":"86.0"},{"v":65,"d":"65.0"},53.1,62.6,30.48,0.0695,0.41,14.52]
["September",3,"1PM to 2PM",13,"September 3, 2019 13:00","2019-09-03T13:00:00",93.9,67.8,{"v":54,"d":"54.0"},64.8,32.75,0.0685,0.42,14.74]
["September",3,"4PM to 5PM",16,"September 3, 2019 16:00","2019-09-03T16:00:00",96.1,68.1,53.1,62.6,32.94,0.0682,0.41,14.79]
["September",3,"7PM to 8PM",19,"September 3, 2019 19:00","2019-09-03T19:00:00",89.1,68.8,{"v":59,"d":"59.0"},77.9,33.63,{"v":0.069,"d":"0.0690"},{"v":0.5,"d":"0.50"},14.65]
["September",3,"8PM to 9PM",20,"September 3, 2019 20:00","2019-09-03T20:00:00",{"v":86,"d":"86.0"},69.6,62.1,87.1,34.32,0.0693,0.56,{"v":14.6,"d":"14.60"}]
["September",3,"11PM to 12AM",23,"September 3, 2019 23:00","2019-09-03T23:00:00",{"v":82,"d":"82.0"},{"v":69,"d":"69.0"},{"v":63,"d":"63.0"},{"v":90,"d":"90.0"},{"v":33.8,"d":"33.80"},0.0698,0.58,{"v":14.5,"d":"14.50"}]
["September",4,"3AM to 4AM",3,"September 4, 2019 3:00","2019-09-04T03:00:00",80.1,67.2,{"v":61,"d":"61.0"},83.8,32.34,0.0701,0.54,14.43]
["September",4,"8AM to 9AM",8,"September 4, 2019 8:00","2019-09-04T08:00:00",{"v":82,"d":"82.0"},67.3,60.1,81.1,{"v":32.4,"d":"32.40"},0.0699,0.52,14.47]
["September",4,"10AM to 11AM",10,"September 4, 2019 10:00","2019-09-04T10:00:00",{"v":88,"d":"88.0"},69.1,60.1,81.1,33.86,0.0691,0.52,14.63]
["September",4,"2PM to 3PM",14,"September 4, 2019 14:00","2019-09-04T14:00:00",{"v":93,"d":"93.0"},{"v":70,"d":"70.0"},{"v":59,"d":"59.0"},77.9,{"v":34.6,"d":"34.60"},0.0685,{"v":0.5,"d":"0.50"},14.76]
["September",4,"5PM to 6PM",17,"September 4, 2019 17:00","2019-09-04T17:00:00",{"v":91,"d":"91.0"},67.9,55.9,69.7,32.82,0.0688,0.45,14.68]
["September",4,"8PM to 9PM",20,"September 4, 2019 20:00","2019-09-04T20:00:00",84.9,68.2,60.1,81.1,33.11,0.0695,0.52,14.55]
["September",4,"9PM to 10PM",21,"September 4, 2019 21:00","2019-09-04T21:00:00",{"v":84,"d":"84.0"},67.3,{"v":59,"d":"59.0"},77.9,{"v":32.4,"d":"32.40"},0.0697,{"v":0.5,"d":"0.50"},14.52]
["September",5,"12AM to 1AM",0,"September 5, 2019 0:00","2019-09-05",{"v":81,"d":"81.0"},65.8,57.9,74.9,31.18,0.0701,0.48,14.43]
["September",5,"4AM to 5AM",4,"September 5, 2019 4:00","2019-09-05T04:00:00",78.1,64.9,57.9,74.9,30.47,0.0704,0.48,14.35]
["September",5,"9AM to 10AM",9,"September 5, 2019 9:00","2019-09-05T09:00:00",{"v":86,"d":"86.0"},67.9,{"v":59,"d":"59.0"},77.9,32.88,0.0694,{"v":0.5,"d":"0.50"},14.57]
["September",5,"11AM to 12PM",11,"September 5, 2019 11:00","2019-09-05T11:00:00",{"v":91,"d":"91.0"},67.9,55.9,69.7,32.82,0.0688,0.45,14.68]
["September",5,"3PM to 4PM",15,"September 5, 2019 15:00","2019-09-05T15:00:00",{"v":97,"d":"97.0"},67.5,51.1,58.2,32.45,0.0681,0.38,{"v":14.8,"d":"14.80"}]
["September",5,"6PM to 7PM",18,"September 5, 2019 18:00","2019-09-05T18:00:00",{"v":93,"d":"93.0"},67.2,53.1,62.6,32.19,0.0686,0.41,14.71]
["September",5,"7PM to 8PM",19,"September 5, 2019 19:00","2019-09-05T19:00:00",91.9,67.7,{"v":55,"d":"55.0"},67.4,32.68,0.0687,0.44,14.69]
["September",5,"10PM to 11PM",22,"September 5, 2019 22:00","2019-09-05T22:00:00",87.1,66.2,{"v":55,"d":"55.0"},67.4,31.49,0.0693,0.44,14.56]
["September",6,"1AM to 2AM",1,{"$f":"A5961&\" \"&B5961&\", \"&$D$5&\" \"&D5961&\":00\"","v":"September 6, 2019 1:00"},{"$f":"DATEVALUE(E5961)+TIMEVALUE(E5961)","v":"2019-09-06T01:00:00"},82.9,62.6,{"v":50,"d":"50.0"},55.8,28.67,0.0699,0.36,14.42]
["September",6,"6AM to 7AM",6,"September 6, 2019 6:00","2019-09-06T06:00:00",{"v":77,"d":"77.0"},64.5,57.9,74.9,30.21,0.0706,0.48,14.32]
["September",6,"9AM to 10AM",9,"September 6, 2019 9:00","2019-09-06T09:00:00",{"v":88,"d":"88.0"},68.5,{"v":59,"d":"59.0"},77.9,33.37,0.0691,{"v":0.5,"d":"0.50"},14.62]
["September",6,"12PM to 1PM",12,"September 6, 2019 12:00","2019-09-06T12:00:00",98.1,65.9,{"v":46,"d":"46.0"},{"v":48,"d":"48.0"},31.12,0.0681,0.31,14.79]
["September",6,"4PM to 5PM",16,"September 6, 2019 16:00","2019-09-06T16:00:00",98.1,65.5,{"v":45,"d":"45.0"},46.1,30.81,0.0681,{"v":0.3,"d":"0.30"},14.78]
["September",6,"7PM to 8PM",19,"September 6, 2019 19:00","2019-09-06T19:00:00",91.9,64.3,46.9,49.7,{"v":29.9,"d":"29.90"},0.0688,0.32,14.63]
["September",6,"8PM to 9PM",20,"September 6, 2019 20:00","2019-09-06T20:00:00",{"v":90,"d":"90.0"},64.1,{"v":48,"d":"48.0"},51.8,29.74,0.0691,0.34,14.59]
["September",6,"11PM to 12AM",23,"September 6, 2019 23:00","2019-09-06T23:00:00",{"v":84,"d":"84.0"},60.5,44.1,44.5,27.15,0.0699,0.29,14.41]
["September",7,"2AM to 3AM",2,"September 7, 2019 2:00","2019-09-07T02:00:00",80.1,57.5,39.9,37.9,25.15,0.0704,0.25,14.28]
["September",7,"7AM to 8AM",7,"September 7, 2019 7:00","2019-09-07T07:00:00",{"v":79,"d":"79.0"},59.5,{"v":46,"d":"46.0"},{"v":48,"d":"48.0"},26.48,0.0705,0.31,14.29]
["September",7,"10AM to 11AM",10,"September 7, 2019 10:00","2019-09-07T10:00:00",93.9,62.2,{"v":39,"d":"39.0"},36.6,28.31,0.0686,0.24,14.64]
["September",7,"2PM to 3PM",14,"September 7, 2019 14:00","2019-09-07T14:00:00",{"v":99,"d":"99.0"},63.6,37.9,{"v":35,"d":"35.0"},29.29,{"v":0.068,"d":"0.0680"},0.23,14.77]
["September",7,"5PM to 6PM",17,"September 7, 2019 17:00","2019-09-07T17:00:00",98.1,62.4,35.1,31.2,28.47,0.0682,{"v":0.2,"d":"0.20"},14.73]
["September",7,"8PM to 9PM",20,"September 7, 2019 20:00","2019-09-07T20:00:00",{"v":88,"d":"88.0"},60.1,{"v":39,"d":"39.0"},36.6,26.87,0.0694,0.24,14.49]
["September",7,"9PM to 10PM",21,"September 7, 2019 21:00","2019-09-07T21:00:00",{"v":86,"d":"86.0"},58.8,{"v":37,"d":"37.0"},33.8,25.95,0.0697,0.22,14.42]
["September",8,"12AM to 1AM",0,"September 8, 2019 0:00","2019-09-08",80.1,58.7,{"v":43,"d":"43.0"},42.7,25.91,0.0704,0.28,{"v":14.3,"d":"14.30"}]
["September",8,"4AM to 5AM",4,"September 8, 2019 4:00","2019-09-08T04:00:00",{"v":75,"d":"75.0"},56.8,{"v":43,"d":"43.0"},42.7,24.68,{"v":0.071,"d":"0.0710"},0.28,14.16]
["September",8,"8AM to 9AM",8,"September 8, 2019 8:00","2019-09-08T08:00:00",{"v":84,"d":"84.0"},{"v":59,"d":"59.0"},39.9,37.9,26.11,0.0699,0.25,14.39]
["September",8,"11AM to 12PM",11,"September 8, 2019 11:00","2019-09-08T11:00:00",98.1,62.7,{"v":36,"d":"36.0"},32.4,28.65,0.0682,0.21,14.74]
["September",8,"3PM to 4PM",15,"September 8, 2019 15:00","2019-09-08T15:00:00",{"v":100,"d":"100.0"},63.9,37.9,{"v":35,"d":"35.0"},29.55,0.0679,0.23,{"v":14.8,"d":"14.80"}]
["September",8,"6PM to 7PM",{"$f":"IF(D6025+1>23,0,D6025+1)","v":18},"September 8, 2019 18:00","2019-09-08T18:00:00",96.1,63.2,39.9,37.9,29.04,0.0684,0.25,{"v":14.7,"d":"14.70"}]
["September",8,"9PM to 10PM",21,"September 8, 2019 21:00","2019-09-08T21:00:00",{"v":88,"d":"88.0"},58.9,35.1,31.2,26.03,0.0694,{"v":0.2,"d":"0.20"},14.47]
["September",8,"10PM to 11PM",22,"September 8, 2019 22:00","2019-09-08T22:00:00",84.9,60.1,42.1,41.2,26.86,0.0698,0.27,14.42]
["September",9,"1AM to 2AM",1,"September 9, 2019 1:00","2019-09-09T01:00:00",80.1,{"v":56,"d":"56.0"},35.1,31.2,24.11,0.0704,{"v":0.2,"d":"0.20"},14.26]
["September",9,"5AM to 6AM",5,"September 9, 2019 5:00","2019-09-09T05:00:00",{"v":75,"d":"75.0"},{"v":54,"d":"54.0"},35.1,31.2,22.89,0.0711,{"v":0.2,"d":"0.20"},14.13]
["September",9,"9AM to 10AM",9,"September 9, 2019 9:00","2019-09-09T09:00:00",{"v":86,"d":"86.0"},56.8,{"v":30,"d":"30.0"},25.2,{"v":24.6,"d":"24.60"},0.0697,0.16,{"v":14.4,"d":"14.40"}]
["September",9,"12PM to 1PM",12,"September 9, 2019 12:00","2019-09-09T12:00:00",{"v":100,"d":"100.0"},64.2,{"v":39,"d":"39.0"},36.6,29.79,0.0679,0.24,14.81]
["September",9,"4PM to 5PM",16,"September 9, 2019 16:00","2019-09-09T16:00:00",102.9,62.1,{"v":27,"d":"27.0"},21.9,28.16,0.0676,0.14,14.83]
["September",9,"7PM to 8PM",19,"September 9, 2019 19:00","2019-09-09T19:00:00",{"v":95,"d":"95.0"},61.1,{"v":34,"d":"34.0"},29.9,27.52,0.0686,{"v":0.2,"d":"0.20"},14.65]
["September",9,"10PM to 11PM",22,"September 9, 2019 22:00","2019-09-09T22:00:00",{"v":86,"d":"86.0"},60.8,{"v":43,"d":"43.0"},42.7,27.35,0.0696,0.28,14.45]
["September",9,"11PM to 12AM",23,"September 9, 2019 23:00","2019-09-09T23:00:00",{"v":84,"d":"84.0"},59.8,42.1,41.2,26.64,0.0699,0.27,{"v":14.4,"d":"14.40"}]
["September",10,"2AM to 3AM",2,"September 10, 2019 2:00","2019-09-10T02:00:00",80.1,56.9,37.9,{"v":35,"d":"35.0"},24.71,0.0704,0.23,14.27]
["September",10,"7AM to 8AM",7,"September 10, 2019 7:00","2019-09-10T07:00:00",80.1,56.6,{"v":37,"d":"37.0"},33.8,24.52,0.0704,0.22,14.27]
["September",10,"10AM to 11AM",10,"September 10, 2019 10:00","2019-09-10T10:00:00",93.9,{"v":61,"d":"61.0"},35.1,31.2,27.47,0.0687,{"v":0.2,"d":"0.20"},14.63]
["September",10,"1PM to 2PM",13,"September 10, 2019 13:00","2019-09-10T13:00:00",{"v":104,"d":"104.0"},63.7,{"v":32,"d":"32.0"},27.6,29.33,0.0675,0.18,14.88]
["September",10,"5PM to 6PM",17,"September 10, 2019 17:00","2019-09-10T17:00:00",{"v":102,"d":"102.0"},62.5,{"v":30,"d":"30.0"},25.2,28.47,0.0677,0.16,14.82]
["September",10,"8PM to 9PM",20,"September 10, 2019 20:00","2019-09-10T20:00:00",93.9,{"v":61,"d":"61.0"},35.1,31.2,27.47,0.0687,{"v":0.2,"d":"0.20"},14.63]
["September",10,"11PM to 12AM",23,"September 10, 2019 23:00","2019-09-10T23:00:00",{"v":86,"d":"86.0"},64.1,51.1,58.2,29.78,0.0695,0.38,{"v":14.5,"d":"14.50"}]
["September",11,"12AM to 1AM",0,"September 11, 2019 0:00","2019-09-11",84.9,60.1,42.1,41.2,26.86,0.0698,0.27,14.42]
["September",11,"3AM to 4AM",3,"September 11, 2019 3:00","2019-09-11T03:00:00",{"v":79,"d":"79.0"},56.5,37.9,{"v":35,"d":"35.0"},24.45,0.0706,0.23,14.24]
["September",11,"8AM to 9AM",8,"September 11, 2019 8:00","2019-09-11T08:00:00",82.9,57.9,37.9,{"v":35,"d":"35.0"},25.41,{"v":0.07,"d":"0.0700"},0.23,14.35]
["September",11,"11AM to 12PM",11,"September 11, 2019 11:00","2019-09-11T11:00:00",{"v":99,"d":"99.0"},62.2,33.1,28.9,28.31,0.0681,0.19,14.75]
["September",11,"2PM to 3PM",14,"September 11, 2019 14:00","2019-09-11T14:00:00",105.1,63.3,28.9,{"v":24,"d":"24.0"},29.02,0.0674,0.16,{"v":14.9,"d":"14.90"}]
["September",11,"6PM to 7PM",18,"September 11, 2019 18:00","2019-09-11T18:00:00",98.1,{"v":63,"d":"63.0"},{"v":37,"d":"37.0"},33.8,28.87,0.0682,0.22,14.74]
["September",11,"9PM to 10PM",21,"September 11, 2019 21:00","2019-09-11T21:00:00",89.1,58.8,33.1,28.9,25.92,0.0693,0.19,14.49]
["September",12,"12AM to 1AM",0,"September 12, 2019 0:00","2019-09-12",82.9,58.3,{"v":39,"d":"39.0"},36.6,25.65,{"v":0.07,"d":"0.0700"},0.24,14.35]
["September",12,"4AM to 5AM",4,"September 12, 2019 4:00","2019-09-12T04:00:00",75.9,56.8,42.1,41.2,24.67,0.0709,0.27,14.18]
["September",12,"5AM to 6AM",5,"September 12, 2019 5:00","2019-09-12T05:00:00",75.9,57.6,44.1,44.5,25.19,0.0709,0.29,14.19]
["September",12,"9AM to 10AM",9,"September 12, 2019 9:00","2019-09-12T09:00:00",{"v":91,"d":"91.0"},61.8,{"v":41,"d":"41.0"},39.5,28.07,{"v":0.069,"d":"0.0690"},0.26,14.58]
["September",12,"12PM to 1PM",12,"September 12, 2019 12:00","2019-09-12T12:00:00",98.1,64.2,{"v":41,"d":"41.0"},39.5,29.78,0.0681,0.26,14.76]
["September",12,"3PM to 4PM",15,"September 12, 2019 15:00","2019-09-12T15:00:00",{"v":100,"d":"100.0"},64.5,39.9,37.9,{"v":30,"d":"30.00"},0.0679,0.25,14.81]
["September",12,"7PM to 8PM",19,"September 12, 2019 19:00","2019-09-12T19:00:00",{"v":95,"d":"95.0"},61.7,{"v":36,"d":"36.0"},32.4,27.91,0.0685,0.21,14.66]
["September",12,"10PM to 11PM",22,"September 12, 2019 22:00","2019-09-12T22:00:00",91.9,{"v":60,"d":"60.0"},{"v":34,"d":"34.0"},29.9,26.78,0.0689,{"v":0.2,"d":"0.20"},14.57]
["September",12,"11PM to 12AM",23,"September 12, 2019 23:00","2019-09-12T23:00:00",{"v":88,"d":"88.0"},59.5,{"v":37,"d":"37.0"},33.8,26.43,0.0694,0.22,14.48]
["September",13,"5AM to 6AM",5,"September 13, 2019 5:00","2019-09-13T05:00:00",{"v":81,"d":"81.0"},63.8,{"v":54,"d":"54.0"},64.8,29.58,0.0701,0.42,14.39]
["September",13,"6AM to 7AM",6,"September 13, 2019 6:00","2019-09-13T06:00:00",80.1,65.5,57.9,74.9,30.96,0.0702,0.48,{"v":14.4,"d":"14.40"}]
["September",13,"10AM to 11AM",10,"September 13, 2019 10:00","2019-09-13T10:00:00",{"v":88,"d":"88.0"},65.6,53.1,62.6,30.96,0.0692,0.41,14.57]
["September",13,"1PM to 2PM",13,"September 13, 2019 13:00","2019-09-13T13:00:00",{"v":90,"d":"90.0"},60.8,{"v":39,"d":"39.0"},36.6,27.35,0.0691,0.24,14.54]
["September",13,"4PM to 5PM",16,"September 13, 2019 16:00","2019-09-13T16:00:00",89.1,61.5,42.1,41.2,27.86,0.0692,0.27,14.53]
["September",13,"8PM to 9PM",20,"September 13, 2019 20:00","2019-09-13T20:00:00",80.1,56.6,{"v":37,"d":"37.0"},33.8,24.52,0.0704,0.22,14.27]
["September",13,"11PM to 12AM",23,"September 13, 2019 23:00","2019-09-13T23:00:00",75.9,55.3,37.9,{"v":35,"d":"35.0"},23.71,{"v":0.071,"d":"0.0710"},0.23,14.16]
["September",14,"2AM to 3AM",{"$f":"IF(D6153+1>23,0,D6153+1)","v":2},"September 14, 2019 2:00","2019-09-14T02:00:00",{"v":72,"d":"72.0"},54.8,{"v":41,"d":"41.0"},39.5,23.45,0.0715,0.26,14.07]
["September",14,"4AM to 5AM",4,"September 14, 2019 4:00","2019-09-14T04:00:00",{"v":68,"d":"68.0"},54.1,{"v":43,"d":"43.0"},42.7,22.98,{"v":0.072,"d":"0.0720"},0.28,13.98]
["September",14,"7AM to 8AM",7,"September 14, 2019 7:00","2019-09-14T07:00:00",71.1,{"v":53,"d":"53.0"},{"v":37,"d":"37.0"},33.8,22.34,0.0716,0.22,14.03]
["September",14,"11AM to 12PM",11,"September 14, 2019 11:00","2019-09-14T11:00:00",{"v":86,"d":"86.0"},60.1,{"v":41,"d":"41.0"},39.5,26.85,0.0696,0.26,14.44]
["September",14,"2PM to 3PM",14,"September 14, 2019 14:00","2019-09-14T14:00:00",{"v":90,"d":"90.0"},59.6,35.1,31.2,26.51,0.0692,{"v":0.2,"d":"0.20"},14.52]
["September",14,"6PM to 7PM",18,"September 14, 2019 18:00","2019-09-14T18:00:00",87.1,58.9,{"v":36,"d":"36.0"},32.4,25.99,0.0695,0.21,14.45]
["September",14,"9PM to 10PM",21,"September 14, 2019 21:00","2019-09-14T21:00:00",{"v":82,"d":"82.0"},57.6,37.9,{"v":35,"d":"35.0"},25.19,0.0702,0.23,14.32]
["September",15,"12AM to 1AM",0,"September 15, 2019 0:00","2019-09-15",75.9,56.8,42.1,41.2,24.67,0.0709,0.27,14.18]
["September",15,"3AM to 4AM",3,"September 15, 2019 3:00","2019-09-15T03:00:00",{"v":73,"d":"73.0"},55.3,{"v":41,"d":"41.0"},39.5,23.71,0.0713,0.26,{"v":14.1,"d":"14.10"}]
["September",15,"5AM to 6AM",5,"September 15, 2019 5:00","2019-09-15T05:00:00",71.1,54.1,39.9,37.9,22.97,0.0716,0.25,14.04]
["September",15,"8AM to 9AM",8,"September 15, 2019 8:00","2019-09-15T08:00:00",{"v":77,"d":"77.0"},56.4,39.9,37.9,24.41,0.0708,0.25,{"v":14.2,"d":"14.20"}]
["September",15,"12PM to 1PM",12,"September 15, 2019 12:00","2019-09-15T12:00:00",{"v":93,"d":"93.0"},62.2,39.9,37.9,{"v":28.3,"d":"28.30"},0.0688,0.25,14.62]
["September",15,"3PM to 4PM",15,"September 15, 2019 15:00","2019-09-15T15:00:00",96.1,64.6,44.1,44.5,30.08,0.0683,0.29,14.73]
["September",15,"7PM to 8PM",19,"September 15, 2019 19:00","2019-09-15T19:00:00",{"v":88,"d":"88.0"},62.2,{"v":45,"d":"45.0"},46.1,28.36,0.0693,{"v":0.3,"d":"0.30"},14.52]
["September",15,"10PM to 11PM",22,"September 15, 2019 22:00","2019-09-15T22:00:00",{"v":84,"d":"84.0"},61.6,46.9,49.7,27.97,0.0698,0.32,14.42]
["September",16,"12AM to 1AM",0,"September 16, 2019 0:00","2019-09-16",{"v":81,"d":"81.0"},59.8,{"v":45,"d":"45.0"},46.1,26.66,0.0702,{"v":0.3,"d":"0.30"},14.33]
["September",16,"3AM to 4AM",3,"September 16, 2019 3:00","2019-09-16T03:00:00",{"v":75,"d":"75.0"},57.2,44.1,44.5,24.97,{"v":0.071,"d":"0.0710"},0.29,14.17]
["September",16,"6AM to 7AM",6,"September 16, 2019 6:00","2019-09-16T06:00:00",{"v":73,"d":"73.0"},56.5,44.1,44.5,24.49,0.0713,0.29,14.12]
["September",16,"9AM to 10AM",9,"September 16, 2019 9:00","2019-09-16T09:00:00",84.9,61.2,{"v":45,"d":"45.0"},46.1,27.62,0.0697,{"v":0.3,"d":"0.30"},14.44]
["September",16,"1PM to 2PM",13,"September 16, 2019 13:00","2019-09-16T13:00:00",{"v":95,"d":"95.0"},63.8,{"v":43,"d":"43.0"},42.7,29.53,0.0685,0.28,14.69]
["September",16,"4PM to 5PM",16,"September 16, 2019 16:00","2019-09-16T16:00:00",{"v":95,"d":"95.0"},63.2,{"v":41,"d":"41.0"},39.5,29.03,0.0685,0.26,14.68]
["September",16,"8PM to 9PM",20,"September 16, 2019 20:00","2019-09-16T20:00:00",{"v":86,"d":"86.0"},61.2,44.1,44.5,27.64,0.0696,0.29,14.46]
["September",16,"11PM to 12AM",23,"September 16, 2019 23:00","2019-09-16T23:00:00",{"v":81,"d":"81.0"},60.6,46.9,49.7,27.23,0.0702,0.32,14.34]
["September",17,"1AM to 2AM",1,"September 17, 2019 1:00","2019-09-17T01:00:00",{"v":79,"d":"79.0"},59.9,46.9,49.7,26.75,0.0705,0.32,14.29]
["September",17,"4AM to 5AM",4,"September 17, 2019 4:00","2019-09-17T04:00:00",{"v":75,"d":"75.0"},{"v":58,"d":"58.0"},{"v":46,"d":"46.0"},{"v":48,"d":"48.0"},25.52,{"v":0.071,"d":"0.0710"},0.31,14.18]
["September",17,"7AM to 8AM",7,"September 17, 2019 7:00","2019-09-17T07:00:00",75.9,56.8,42.1,41.2,24.67,0.0709,0.27,14.18]
["September",17,"11AM to 12PM",11,"September 17, 2019 11:00","2019-09-17T11:00:00",{"v":88,"d":"88.0"},59.5,{"v":37,"d":"37.0"},33.8,26.43,0.0694,0.22,14.48]
["September",17,"2PM to 3PM",14,"September 17, 2019 14:00","2019-09-17T14:00:00",{"v":95,"d":"95.0"},62.2,37.9,{"v":35,"d":"35.0"},28.33,0.0685,0.23,14.67]
["September",17,"5PM to 6PM",17,"September 17, 2019 17:00","2019-09-17T17:00:00",{"v":91,"d":"91.0"},{"v":64,"d":"64.0"},46.9,49.7,29.68,0.0689,0.32,14.61]
["September",17,"9PM to 10PM",21,"September 17, 2019 21:00","2019-09-17T21:00:00",82.9,62.6,{"v":50,"d":"50.0"},55.8,28.67,0.0699,0.36,14.42]
["September",17,"10PM to 11PM",22,"September 17, 2019 22:00","2019-09-17T22:00:00",{"v":79,"d":"79.0"},61.7,51.1,58.2,28.07,0.0704,0.38,14.32]
["September",18,"4AM to 5AM",4,"September 18, 2019 4:00","2019-09-18T04:00:00",{"v":72,"d":"72.0"},59.2,51.1,58.2,26.36,0.0714,0.38,14.13]
["September",18,"5AM to 6AM",5,"September 18, 2019 5:00","2019-09-18T05:00:00",{"v":72,"d":"72.0"},59.2,51.1,58.2,26.36,0.0714,0.38,14.13]
["September",18,"8AM to 9AM",8,"September 18, 2019 8:00","2019-09-18T08:00:00",80.1,{"v":63,"d":"63.0"},53.1,62.6,29.03,0.0703,0.41,14.36]
["September",18,"12PM to 1PM",12,"September 18, 2019 12:00","2019-09-18T12:00:00",91.9,66.4,{"v":52,"d":"52.0"},60.2,31.54,0.0688,0.39,14.67]
["September",18,"3PM to 4PM",15,"September 18, 2019 15:00","2019-09-18T15:00:00",93.9,64.9,46.9,49.7,30.38,0.0686,0.32,14.69]
["September",18,"6PM to 7PM",18,"September 18, 2019 18:00","2019-09-18T18:00:00",{"v":91,"d":"91.0"},62.2,42.1,41.2,28.34,{"v":0.069,"d":"0.0690"},0.27,14.58]
["September",18,"10PM to 11PM",22,"September 18, 2019 22:00","2019-09-18T22:00:00",{"v":84,"d":"84.0"},61.3,{"v":46,"d":"46.0"},{"v":48,"d":"48.0"},27.71,0.0698,0.31,14.42]
["September",18,"11PM to 12AM",23,"September 18, 2019 23:00","2019-09-18T23:00:00",{"v":81,"d":"81.0"},61.4,48.9,53.6,27.84,0.0702,0.35,14.36]
["September",19,"3AM to 4AM",3,"September 19, 2019 3:00","2019-09-19T03:00:00",78.1,59.2,{"v":46,"d":"46.0"},{"v":48,"d":"48.0"},26.26,0.0706,0.31,14.26]
["September",19,"6AM to 7AM",6,"September 19, 2019 6:00","2019-09-19T06:00:00",73.9,57.6,{"v":46,"d":"46.0"},{"v":48,"d":"48.0"},25.26,0.0711,0.31,14.15]
["September",19,"9AM to 10AM",9,{"$f":"A6281&\" \"&B6281&\", \"&$D$5&\" \"&D6281&\":00\"","v":"September 19, 2019 9:00"},{"$f":"DATEVALUE(E6281)+TIMEVALUE(E6281)","v":"2019-09-19T09:00:00"},87.1,62.7,46.9,49.7,28.72,0.0694,0.32,14.51]
["September",19,"1PM to 2PM",13,"September 19, 2019 13:00","2019-09-19T13:00:00",{"v":97,"d":"97.0"},64.2,42.1,41.2,29.78,0.0682,0.27,14.74]
["September",19,"4PM to 5PM",16,"September 19, 2019 16:00","2019-09-19T16:00:00",98.1,64.2,{"v":41,"d":"41.0"},39.5,29.78,0.0681,0.26,14.76]
["September",19,"7PM to 8PM",19,"September 19, 2019 19:00","2019-09-19T19:00:00",{"v":90,"d":"90.0"},61.8,42.1,41.2,28.08,0.0691,0.27,14.55]
["September",20,"12AM to 1AM",0,"September 20, 2019 0:00","2019-09-20",{"v":81,"d":"81.0"},59.4,44.1,44.5,26.41,0.0702,0.29,14.33]
["September",20,"3AM to 4AM",3,"September 20, 2019 3:00","2019-09-20T03:00:00",{"v":75,"d":"75.0"},56.8,{"v":43,"d":"43.0"},42.7,24.68,{"v":0.071,"d":"0.0710"},0.28,14.16]
["September",20,"4AM to 5AM",4,"September 20, 2019 4:00","2019-09-20T04:00:00",73.9,56.4,{"v":43,"d":"43.0"},42.7,24.42,0.0712,0.28,14.13]
["September",20,"7AM to 8AM",7,"September 20, 2019 7:00","2019-09-20T07:00:00",78.1,58.4,44.1,44.5,25.71,0.0706,0.29,14.25]
["September",20,"10AM to 11AM",10,"September 20, 2019 10:00","2019-09-20T10:00:00",{"v":91,"d":"91.0"},63.6,{"v":46,"d":"46.0"},{"v":48,"d":"48.0"},29.41,0.0689,0.31,14.61]
["September",20,"2PM to 3PM",14,"September 20, 2019 14:00","2019-09-20T14:00:00",{"v":100,"d":"100.0"},63.9,37.9,{"v":35,"d":"35.0"},29.55,0.0679,0.23,{"v":14.8,"d":"14.80"}]
["September",20,"5PM to 6PM",17,"September 20, 2019 17:00","2019-09-20T17:00:00",98.1,62.7,{"v":36,"d":"36.0"},32.4,28.65,0.0682,0.21,14.74]
["September",20,"8PM to 9PM",20,"September 20, 2019 20:00","2019-09-20T20:00:00",89.1,61.5,42.1,41.2,27.86,0.0692,0.27,14.53]
["September",21,"1AM to 2AM",1,"September 21, 2019 1:00","2019-09-21T01:00:00",{"v":82,"d":"82.0"},62.8,51.1,58.2,28.81,{"v":0.07,"d":"0.0700"},0.38,{"v":14.4,"d":"14.40"}]
["September",21,"4AM to 5AM",4,"September 21, 2019 4:00","2019-09-21T04:00:00",80.1,64.5,55.9,69.7,30.13,0.0702,0.45,14.38]
["September",21,"5AM to 6AM",5,"September 21, 2019 5:00","2019-09-21T05:00:00",{"v":79,"d":"79.0"},64.7,{"v":57,"d":"57.0"},72.5,30.31,0.0703,0.47,14.36]
["September",21,"8AM to 9AM",8,"September 21, 2019 8:00","2019-09-21T08:00:00",{"v":86,"d":"86.0"},{"v":65,"d":"65.0"},53.1,62.6,30.48,0.0695,0.41,14.52]
["September",21,"11AM to 12PM",11,"September 21, 2019 11:00","2019-09-21T11:00:00",{"v":93,"d":"93.0"},66.7,{"v":52,"d":"52.0"},60.2,{"v":31.8,"d":"31.80"},0.0686,0.39,{"v":14.7,"d":"14.70"}]
["September",21,"3PM to 4PM",15,"September 21, 2019 15:00","2019-09-21T15:00:00",{"v":95,"d":"95.0"},67.3,{"v":52,"d":"52.0"},60.2,32.28,0.0684,0.39,14.75]
["September",21,"6PM to 7PM",18,"September 21, 2019 18:00","2019-09-21T18:00:00",91.9,66.4,{"v":52,"d":"52.0"},60.2,31.54,0.0688,0.39,14.67]
["September",21,"10PM to 11PM",22,"September 21, 2019 22:00","2019-09-21T22:00:00",82.9,{"v":67,"d":"67.0"},{"v":59,"d":"59.0"},77.9,32.13,0.0698,{"v":0.5,"d":"0.50"},14.49]
["September",22,"2AM to 3AM",{"$f":"IF(D6345+1>23,0,D6345+1)","v":2},"September 22, 2019 2:00","2019-09-22T02:00:00",80.1,{"v":64,"d":"64.0"},{"v":55,"d":"55.0"},67.4,29.78,0.0702,0.44,14.38]
["September",22,"5AM to 6AM",5,"September 22, 2019 5:00","2019-09-22T05:00:00",75.9,62.1,{"v":54,"d":"54.0"},64.8,28.35,0.0708,0.42,14.26]
["September",22,"6AM to 7AM",6,"September 22, 2019 6:00","2019-09-22T06:00:00",78.1,63.4,{"v":55,"d":"55.0"},67.4,29.29,0.0705,0.44,14.32]
["September",22,"9AM to 10AM",9,"September 22, 2019 9:00","2019-09-22T09:00:00",89.1,66.9,{"v":55,"d":"55.0"},67.4,31.98,0.0691,0.44,14.62]
["September",22,"12PM to 1PM",12,"September 22, 2019 12:00","2019-09-22T12:00:00",{"v":93,"d":"93.0"},68.1,{"v":55,"d":"55.0"},67.4,32.94,0.0686,0.44,14.72]
["September",22,"4PM to 5PM",16,"September 22, 2019 16:00","2019-09-22T16:00:00",84.9,68.7,{"v":61,"d":"61.0"},83.8,33.53,0.0695,0.54,14.56]
["September",22,"7PM to 8PM",19,"September 22, 2019 19:00","2019-09-22T19:00:00",71.1,67.6,{"v":66,"d":"66.0"},100.3,32.72,0.0712,0.64,14.24]
["September",22,"11PM to 12AM",23,"September 22, 2019 23:00","2019-09-22T23:00:00",71.1,66.9,64.9,96.6,32.13,0.0712,0.62,14.23]
["September",23,"3AM to 4AM",3,"September 23, 2019 3:00","2019-09-23T03:00:00",69.1,66.3,64.9,96.6,31.64,0.0715,0.62,14.18]
["September",23,"6AM to 7AM",6,"September 23, 2019 6:00","2019-09-23T06:00:00",{"v":73,"d":"73.0"},65.7,62.1,87.1,31.14,{"v":0.071,"d":"0.0710"},0.56,14.25]
["September",23,"7AM to 8AM",7,"September 23, 2019 7:00","2019-09-23T07:00:00",73.9,{"v":66,"d":"66.0"},62.1,87.1,31.36,0.0709,0.56,14.28]
["September",23,"10AM to 11AM",10,"September 23, 2019 10:00","2019-09-23T10:00:00",{"v":72,"d":"72.0"},66.6,{"v":64,"d":"64.0"},93.5,31.87,0.0711,{"v":0.6,"d":"0.60"},14.24]
["September",23,"1PM to 2PM",13,"September 23, 2019 13:00","2019-09-23T13:00:00",87.1,67.2,{"v":57,"d":"57.0"},72.5,32.29,0.0693,0.47,14.58]
["September",23,"5PM to 6PM",17,"September 23, 2019 17:00","2019-09-23T17:00:00",89.1,67.3,55.9,69.7,32.33,0.0691,0.45,14.62]
["September",23,"8PM to 9PM",20,"September 23, 2019 20:00","2019-09-23T20:00:00",78.1,{"v":69,"d":"69.0"},64.9,96.6,33.86,0.0703,0.62,14.42]
["September",24,"1AM to 2AM",1,"September 24, 2019 1:00","2019-09-24T01:00:00",73.9,67.7,64.9,96.6,32.84,0.0709,0.62,14.31]
["September",24,"4AM to 5AM",4,"September 24, 2019 4:00","2019-09-24T04:00:00",{"v":72,"d":"72.0"},65.3,62.1,87.1,30.87,0.0712,0.56,14.22]
["September",24,"7AM to 8AM",7,"September 24, 2019 7:00","2019-09-24T07:00:00",78.1,67.8,{"v":63,"d":"63.0"},{"v":90,"d":"90.0"},32.82,0.0704,0.58,{"v":14.4,"d":"14.40"}]
["September",24,"8AM to 9AM",8,"September 24, 2019 8:00","2019-09-24T08:00:00",{"v":79,"d":"79.0"},66.9,{"v":61,"d":"61.0"},83.8,32.07,0.0703,0.54,{"v":14.4,"d":"14.40"}]
["September",24,"11AM to 12PM",11,"September 24, 2019 11:00","2019-09-24T11:00:00",{"v":84,"d":"84.0"},69.5,{"v":63,"d":"63.0"},{"v":90,"d":"90.0"},34.28,0.0696,0.58,14.56]
["September",24,"3PM to 4PM",15,"September 24, 2019 15:00","2019-09-24T15:00:00",{"v":90,"d":"90.0"},68.6,57.9,74.9,33.38,0.0689,0.48,14.67]
["September",24,"6PM to 7PM",{"$f":"IF(D6409+1>23,0,D6409+1)","v":18},"September 24, 2019 18:00","2019-09-24T18:00:00",87.1,67.7,57.9,74.9,32.68,0.0693,0.48,14.59]
["September",24,"9PM to 10PM",21,"September 24, 2019 21:00","2019-09-24T21:00:00",{"v":82,"d":"82.0"},{"v":69,"d":"69.0"},{"v":63,"d":"63.0"},{"v":90,"d":"90.0"},{"v":33.8,"d":"33.80"},0.0698,0.58,{"v":14.5,"d":"14.50"}]
["September",25,"2AM to 3AM",2,"September 25, 2019 2:00","2019-09-25T02:00:00",75.9,65.4,60.1,81.1,{"v":30.9,"d":"30.90"},0.0707,0.52,14.31]
["September",25,"5AM to 6AM",5,"September 25, 2019 5:00","2019-09-25T05:00:00",73.9,64.8,60.1,81.1,30.42,{"v":0.071,"d":"0.0710"},0.52,14.26]
["September",25,"8AM to 9AM",8,"September 25, 2019 8:00","2019-09-25T08:00:00",{"v":81,"d":"81.0"},66.4,{"v":59,"d":"59.0"},77.9,31.65,{"v":0.07,"d":"0.0700"},{"v":0.5,"d":"0.50"},14.44]
["September",25,"9AM to 10AM",9,"September 25, 2019 9:00","2019-09-25T09:00:00",82.9,66.4,57.9,74.9,31.66,0.0698,0.48,14.48]
["September",25,"12PM to 1PM",12,"September 25, 2019 12:00","2019-09-25T12:00:00",91.9,68.7,{"v":57,"d":"57.0"},72.5,33.48,0.0687,0.47,14.71]
["September",25,"4PM to 5PM",16,"September 25, 2019 16:00","2019-09-25T16:00:00",93.9,67.4,53.1,62.6,32.41,0.0685,0.41,14.73]
["September",25,"6PM to 7PM",18,"September 25, 2019 18:00","2019-09-25T18:00:00",89.1,65.4,{"v":52,"d":"52.0"},60.2,30.84,0.0691,0.39,14.59]
["September",25,"11PM to 12AM",23,"September 25, 2019 23:00","2019-09-25T23:00:00",{"v":82,"d":"82.0"},65.7,{"v":57,"d":"57.0"},72.5,31.06,0.0699,0.47,14.45]
["September",26,"3AM to 4AM",3,"September 26, 2019 3:00","2019-09-26T03:00:00",{"v":77,"d":"77.0"},63.5,55.9,69.7,29.39,0.0706,0.45,{"v":14.3,"d":"14.30"}]
["September",26,"6AM to 7AM",6,"September 26, 2019 6:00","2019-09-26T06:00:00",73.9,{"v":63,"d":"63.0"},{"v":57,"d":"57.0"},72.5,29.08,{"v":0.071,"d":"0.0710"},0.47,14.23]
["September",26,"7AM to 8AM",7,"September 26, 2019 7:00","2019-09-26T07:00:00",{"v":77,"d":"77.0"},63.5,55.9,69.7,29.39,0.0706,0.45,{"v":14.3,"d":"14.30"}]
["September",26,"10AM to 11AM",10,"September 26, 2019 10:00","2019-09-26T10:00:00",{"v":88,"d":"88.0"},{"v":67,"d":"67.0"},55.9,69.7,32.07,0.0692,0.45,{"v":14.6,"d":"14.60"}]
["September",26,"1PM to 2PM",13,"September 26, 2019 13:00","2019-09-26T13:00:00",96.1,68.5,{"v":54,"d":"54.0"},64.8,33.27,0.0682,0.42,14.79]
["September",26,"5PM to 6PM",17,"September 26, 2019 17:00","2019-09-26T17:00:00",93.9,67.8,{"v":54,"d":"54.0"},64.8,32.75,0.0685,0.42,14.74]
["September",26,"7PM to 8PM",19,"September 26, 2019 19:00","2019-09-26T19:00:00",{"v":90,"d":"90.0"},67.6,55.9,69.7,32.55,0.0689,0.45,14.65]
["September",27,"12AM to 1AM",0,"September 27, 2019 0:00","2019-09-27",{"v":81,"d":"81.0"},65.8,57.9,74.9,31.18,0.0701,0.48,14.43]
["September",27,"4AM to 5AM",4,"September 27, 2019 4:00","2019-09-27T04:00:00",{"v":77,"d":"77.0"},63.5,55.9,69.7,29.39,0.0706,0.45,{"v":14.3,"d":"14.30"}]
["September",27,"7AM to 8AM",7,"September 27, 2019 7:00","2019-09-27T07:00:00",{"v":77,"d":"77.0"},{"v":63,"d":"63.0"},{"v":55,"d":"55.0"},67.4,29.03,0.0706,0.44,{"v":14.3,"d":"14.30"}]
["September",27,"8AM to 9AM",8,"September 27, 2019 8:00","2019-09-27T08:00:00",80.1,64.5,55.9,69.7,30.13,0.0702,0.45,14.38]
["September",27,"11AM to 12PM",11,"September 27, 2019 11:00","2019-09-27T11:00:00",{"v":93,"d":"93.0"},67.6,{"v":54,"d":"54.0"},64.8,32.53,0.0686,0.42,14.71]
["September",27,"2PM to 3PM",14,"September 27, 2019 14:00","2019-09-27T14:00:00",98.1,68.7,53.1,62.6,33.42,{"v":0.068,"d":"0.0680"},0.41,14.84]
["September",27,"8PM to 9PM",20,"September 27, 2019 20:00","2019-09-27T20:00:00",84.9,{"v":66,"d":"66.0"},55.9,69.7,31.32,0.0696,0.45,14.51]
["September",27,"10PM to 11PM",22,"September 27, 2019 22:00","2019-09-27T22:00:00",82.9,64.4,{"v":54,"d":"54.0"},64.8,30.07,0.0699,0.42,14.44]
["September",28,"1AM to 2AM",1,"September 28, 2019 1:00","2019-09-28T01:00:00",80.1,{"v":64,"d":"64.0"},{"v":55,"d":"55.0"},67.4,29.78,0.0702,0.44,14.38]
["September",28,"5AM to 6AM",5,"September 28, 2019 5:00","2019-09-28T05:00:00",75.9,64.2,57.9,74.9,29.94,0.0707,0.48,14.29]
["September",28,"8AM to 9AM",8,"September 28, 2019 8:00","2019-09-28T08:00:00",80.1,64.5,55.9,69.7,30.13,0.0702,0.45,14.38]
["September",28,"9AM to 10AM",9,"September 28, 2019 9:00","2019-09-28T09:00:00",84.9,{"v":66,"d":"66.0"},55.9,69.7,31.32,0.0696,0.45,14.51]
["September",28,"12PM to 1PM",12,"September 28, 2019 12:00","2019-09-28T12:00:00",96.1,68.1,53.1,62.6,32.94,0.0682,0.41,14.79]
["September",28,"3PM to 4PM",15,"September 28, 2019 15:00","2019-09-28T15:00:00",{"v":99,"d":"99.0"},67.3,48.9,53.6,32.22,0.0679,0.35,14.83]
["September",28,"9PM to 10PM",21,"September 28, 2019 21:00","2019-09-28T21:00:00",{"v":88,"d":"88.0"},65.1,{"v":52,"d":"52.0"},60.2,30.57,0.0693,0.39,14.56]
["September",28,"11PM to 12AM",23,"September 28, 2019 23:00","2019-09-28T23:00:00",{"v":82,"d":"82.0"},65.1,55.9,69.7,30.62,{"v":0.07,"d":"0.0700"},0.45,14.44]
["September",29,"3AM to 4AM",3,"September 29, 2019 3:00","2019-09-29T03:00:00",{"v":81,"d":"81.0"},61.9,{"v":50,"d":"50.0"},55.8,28.19,0.0702,0.36,14.36]
["September",29,"6AM to 7AM",6,"September 29, 2019 6:00","2019-09-29T06:00:00",78.1,60.9,{"v":50,"d":"50.0"},55.8,27.48,0.0706,0.36,14.29]
["September",29,"9AM to 10AM",9,"September 29, 2019 9:00","2019-09-29T09:00:00",{"v":91,"d":"91.0"},64.4,{"v":48,"d":"48.0"},51.8,30.01,0.0689,0.34,14.62]
["September",29,"10AM to 11AM",10,"September 29, 2019 10:00","2019-09-29T10:00:00",93.9,65.3,{"v":48,"d":"48.0"},51.8,30.71,0.0686,0.34,14.69]
["September",29,"1PM to 2PM",13,"September 29, 2019 13:00","2019-09-29T13:00:00",100.9,67.1,46.9,49.7,32.09,0.0677,0.32,14.87]
["September",29,"6PM to 7PM",18,"September 29, 2019 18:00","2019-09-29T18:00:00",{"v":97,"d":"97.0"},65.2,{"v":45,"d":"45.0"},46.1,30.55,0.0682,{"v":0.3,"d":"0.30"},14.76]
["September",29,"9PM to 10PM",21,"September 29, 2019 21:00","2019-09-29T21:00:00",{"v":90,"d":"90.0"},63.3,{"v":46,"d":"46.0"},{"v":48,"d":"48.0"},29.15,0.0691,0.31,14.58]
["September",30,"12AM to 1AM",0,"September 30, 2019 0:00","2019-09-30",{"v":84,"d":"84.0"},63.4,51.1,58.2,29.29,0.0698,0.38,14.45]
["September",30,"4AM to 5AM",4,"September 30, 2019 4:00","2019-09-30T04:00:00",{"v":77,"d":"77.0"},61.5,{"v":52,"d":"52.0"},60.2,{"v":27.9,"d":"27.90"},0.0707,0.39,14.27]
["September",30,"7AM to 8AM",7,"September 30, 2019 7:00","2019-09-30T07:00:00",80.1,62.5,{"v":52,"d":"52.0"},60.2,28.64,0.0703,0.39,14.35]
["September",30,"10AM to 11AM",10,"September 30, 2019 10:00","2019-09-30T10:00:00",{"v":91,"d":"91.0"},66.6,53.1,62.6,31.71,0.0689,0.41,14.65]
["September",30,"11AM to 12PM",11,"September 30, 2019 11:00","2019-09-30T11:00:00",93.9,67.4,53.1,62.6,32.41,0.0685,0.41,14.73]
["September",30,"2PM to 3PM",14,"September 30, 2019 14:00","2019-09-30T14:00:00",{"v":97,"d":"97.0"},67.9,{"v":52,"d":"52.0"},60.2,32.77,0.0681,0.39,{"v":14.8,"d":"14.80"}]
["September",30,"7PM to 8PM",19,"September 30, 2019 19:00","2019-09-30T19:00:00",{"v":90,"d":"90.0"},64.4,48.9,53.6,30.03,{"v":0.069,"d":"0.0690"},0.35,14.59]
["September",30,"10PM to 11PM",22,"September 30, 2019 22:00","2019-09-30T22:00:00",{"v":84,"d":"84.0"},61.9,47.5,50.8,28.13,0.0698,0.33,14.43]
["October",1,"1AM to 2AM",1,"October 1, 2019 1:00","2019-10-01T01:00:00",77.9,58.9,45.5,47.1,26.07,0.0706,0.31,14.25]
["October",1,"5AM to 6AM",5,"October 1, 2019 5:00","2019-10-01T05:00:00",{"v":72,"d":"72.0"},54.4,39.9,37.9,23.19,0.0715,0.25,14.07]
["October",1,"8AM to 9AM",8,"October 1, 2019 8:00","2019-10-01T08:00:00",{"v":81,"d":"81.0"},58.7,42.1,41.2,{"v":25.9,"d":"25.90"},0.0703,0.27,14.32]
["October",1,"11AM to 12PM",11,"October 1, 2019 11:00","2019-10-01T11:00:00",{"v":95,"d":"95.0"},63.8,{"v":43,"d":"43.0"},42.7,29.53,0.0685,0.28,14.69]
["October",1,"12PM to 1PM",12,"October 1, 2019 12:00","2019-10-01T12:00:00",{"v":97,"d":"97.0"},64.2,42.1,41.2,29.78,0.0682,0.27,14.74]
["October",1,"4PM to 5PM",16,"October 1, 2019 16:00","2019-10-01T16:00:00",98.1,64.2,{"v":41,"d":"41.0"},39.5,29.78,0.0681,0.26,14.76]
["October",1,"8PM to 9PM",20,"October 1, 2019 20:00","2019-10-01T20:00:00",{"v":88,"d":"88.0"},59.8,37.9,{"v":35,"d":"35.0"},26.63,0.0694,0.23,14.48]
["October",1,"11PM to 12AM",23,"October 1, 2019 23:00","2019-10-01T23:00:00",{"v":81,"d":"81.0"},57.2,37.9,{"v":35,"d":"35.0"},24.93,0.0703,0.23,{"v":14.3,"d":"14.30"}]
["October",2,"2AM to 3AM",2,"October 2, 2019 2:00","2019-10-02T02:00:00",75.9,54.3,35.1,31.2,23.11,{"v":0.071,"d":"0.0710"},{"v":0.2,"d":"0.20"},14.15]
["October",2,"6AM to 7AM",6,"October 2, 2019 6:00","2019-10-02T06:00:00",69.1,52.2,{"v":37,"d":"37.0"},33.8,21.86,0.0719,0.22,13.98]
["October",2,"9AM to 10AM",9,"October 2, 2019 9:00","2019-10-02T09:00:00",{"v":86,"d":"86.0"},58.8,{"v":37,"d":"37.0"},33.8,25.95,0.0697,0.22,14.42]
["October",2,"12PM to 1PM",12,"October 2, 2019 12:00","2019-10-02T12:00:00",{"v":95,"d":"95.0"},62.8,39.9,37.9,28.78,0.0685,0.25,14.68]
["October",2,"1PM to 2PM",13,"October 2, 2019 13:00","2019-10-02T13:00:00",96.1,63.2,39.9,37.9,29.04,0.0684,0.25,{"v":14.7,"d":"14.70"}]
["October",2,"5PM to 6PM",17,{"$f":"A6601&\" \"&B6601&\", \"&$D$5&\" \"&D6601&\":00\"","v":"October 2, 2019 17:00"},{"$f":"DATEVALUE(E6601)+TIMEVALUE(E6601)","v":"2019-10-02T17:00:00"},{"v":95,"d":"95.0"},63.5,42.1,41.2,{"v":29.3,"d":"29.30"},0.0685,0.27,14.69]
["October",2,"9PM to 10PM",21,"October 2, 2019 21:00","2019-10-02T21:00:00",84.9,61.2,{"v":45,"d":"45.0"},46.1,27.62,0.0697,{"v":0.3,"d":"0.30"},14.44]
["October",3,"12AM to 1AM",0,"October 3, 2019 0:00","2019-10-03",82.9,60.9,{"v":46,"d":"46.0"},{"v":48,"d":"48.0"},27.44,{"v":0.07,"d":"0.0700"},0.31,14.39]
["October",3,"3AM to 4AM",3,"October 3, 2019 3:00","2019-10-03T03:00:00",78.1,58.4,44.1,44.5,25.71,0.0706,0.29,14.25]
["October",3,"7AM to 8AM",7,"October 3, 2019 7:00","2019-10-03T07:00:00",80.1,61.1,48.9,53.6,27.62,0.0703,0.35,14.33]
["October",3,"10AM to 11AM",10,"October 3, 2019 10:00","2019-10-03T10:00:00",87.1,63.9,{"v":50,"d":"50.0"},55.8,29.68,0.0694,0.36,14.53]
["October",3,"11AM to 12PM",11,"October 3, 2019 11:00","2019-10-03T11:00:00",{"v":88,"d":"88.0"},65.1,{"v":52,"d":"52.0"},60.2,30.57,0.0693,0.39,14.56]
["October",3,"2PM to 3PM",14,"October 3, 2019 14:00","2019-10-03T14:00:00",{"v":86,"d":"86.0"},65.4,{"v":54,"d":"54.0"},64.8,30.81,0.0695,0.42,14.53]
["October",3,"6PM to 7PM",18,"October 3, 2019 18:00","2019-10-03T18:00:00",75.9,67.8,{"v":64,"d":"64.0"},93.5,32.85,0.0706,{"v":0.6,"d":"0.60"},14.35]
["October",3,"10PM to 11PM",22,"October 3, 2019 22:00","2019-10-03T22:00:00",{"v":77,"d":"77.0"},65.1,{"v":59,"d":"59.0"},77.9,30.68,0.0706,{"v":0.5,"d":"0.50"},14.33]
["October",4,"1AM to 2AM",1,"October 4, 2019 1:00","2019-10-04T01:00:00",75.9,65.4,60.1,81.1,{"v":30.9,"d":"30.90"},0.0707,0.52,14.31]
["October",4,"4AM to 5AM",4,"October 4, 2019 4:00","2019-10-04T04:00:00",{"v":75,"d":"75.0"},65.1,60.1,81.1,30.68,0.0708,0.52,14.29]
["October",4,"8AM to 9AM",8,"October 4, 2019 8:00","2019-10-04T08:00:00",71.1,66.9,64.9,96.6,32.13,0.0712,0.62,14.23]
["October",4,"11AM to 12PM",11,"October 4, 2019 11:00","2019-10-04T11:00:00",78.1,67.8,{"v":63,"d":"63.0"},{"v":90,"d":"90.0"},32.82,0.0704,0.58,{"v":14.4,"d":"14.40"}]
["October",4,"12PM to 1PM",12,"October 4, 2019 12:00","2019-10-04T12:00:00",{"v":77,"d":"77.0"},67.4,{"v":63,"d":"63.0"},{"v":90,"d":"90.0"},32.56,0.0705,0.58,14.37]
["October",4,"3PM to 4PM",15,"October 4, 2019 15:00","2019-10-04T15:00:00",{"v":75,"d":"75.0"},67.5,{"v":64,"d":"64.0"},93.5,32.63,0.0707,{"v":0.6,"d":"0.60"},14.33]
["October",4,"7PM to 8PM",19,"October 4, 2019 19:00","2019-10-04T19:00:00",{"v":72,"d":"72.0"},66.6,{"v":64,"d":"64.0"},93.5,31.87,0.0711,{"v":0.6,"d":"0.60"},14.24]
["October",4,"11PM to 12AM",23,"October 4, 2019 23:00","2019-10-04T23:00:00",{"v":72,"d":"72.0"},65.9,{"v":63,"d":"63.0"},{"v":90,"d":"90.0"},31.32,0.0712,0.58,14.23]
["October",5,"2AM to 3AM",2,"October 5, 2019 2:00","2019-10-05T02:00:00",71.1,65.6,{"v":63,"d":"63.0"},{"v":90,"d":"90.0"},{"v":31.1,"d":"31.10"},0.0713,0.58,14.21]
["October",5,"5AM to 6AM",5,"October 5, 2019 5:00","2019-10-05T05:00:00",{"v":70,"d":"70.0"},64.7,62.1,87.1,30.39,0.0714,0.56,14.17]
["October",5,"9AM to 10AM",9,{"$f":"A6665&\" \"&B6665&\", \"&$D$5&\" \"&D6665&\":00\"","v":"October 5, 2019 9:00"},{"$f":"DATEVALUE(E6665)+TIMEVALUE(E6665)","v":"2019-10-05T09:00:00"},{"v":79,"d":"79.0"},66.4,60.1,81.1,31.65,0.0703,0.52,14.39]
["October",5,"12PM to 1PM",12,"October 5, 2019 12:00","2019-10-05T12:00:00",84.9,68.2,60.1,81.1,33.11,0.0695,0.52,14.55]
["October",5,"4PM to 5PM",16,"October 5, 2019 16:00","2019-10-05T16:00:00",{"v":84,"d":"84.0"},66.8,57.9,74.9,31.93,0.0697,0.48,14.51]
["October",5,"5PM to 6PM",17,"October 5, 2019 17:00","2019-10-05T17:00:00",73.9,63.5,57.9,74.9,29.46,{"v":0.071,"d":"0.0710"},0.48,14.24]
["October",5,"8PM to 9PM",20,"October 5, 2019 20:00","2019-10-05T20:00:00",{"v":73,"d":"73.0"},62.7,{"v":57,"d":"57.0"},72.5,28.86,0.0711,0.47,14.21]
["October",6,"12AM to 1AM",0,"October 6, 2019 0:00","2019-10-06",71.1,{"v":61,"d":"61.0"},{"v":55,"d":"55.0"},67.4,27.58,0.0714,0.44,14.14]
["October",6,"3AM to 4AM",3,"October 6, 2019 3:00","2019-10-06T03:00:00",69.1,59.7,{"v":54,"d":"54.0"},64.8,26.68,0.0717,0.42,14.08]
["October",6,"7AM to 8AM",7,"October 6, 2019 7:00","2019-10-06T07:00:00",71.1,{"v":61,"d":"61.0"},{"v":55,"d":"55.0"},67.4,27.58,0.0714,0.44,14.14]
["October",6,"10AM to 11AM",10,"October 6, 2019 10:00","2019-10-06T10:00:00",{"v":82,"d":"82.0"},63.7,53.1,62.6,29.51,{"v":0.07,"d":"0.0700"},0.41,14.41]
["October",6,"1PM to 2PM",13,"October 6, 2019 13:00","2019-10-06T13:00:00",{"v":90,"d":"90.0"},66.2,53.1,62.6,31.45,{"v":0.069,"d":"0.0690"},0.41,14.62]
["October",6,"5PM to 6PM",17,"October 6, 2019 17:00","2019-10-06T17:00:00",87.1,63.5,48.9,53.6,29.33,0.0694,0.35,14.52]
["October",6,"6PM to 7PM",18,"October 6, 2019 18:00","2019-10-06T18:00:00",84.9,62.4,{"v":48,"d":"48.0"},51.8,28.52,0.0697,0.34,14.46]
["October",6,"9PM to 10PM",21,"October 6, 2019 21:00","2019-10-06T21:00:00",{"v":79,"d":"79.0"},62.7,53.1,62.6,28.77,0.0704,0.41,14.33]
["October",7,"1AM to 2AM",1,"October 7, 2019 1:00","2019-10-07T01:00:00",71.1,59.9,53.1,62.6,26.83,0.0714,0.41,14.12]
["October",7,"4AM to 5AM",4,"October 7, 2019 4:00","2019-10-07T04:00:00",69.1,59.2,53.1,62.6,26.35,0.0717,0.41,14.07]
["October",7,"8AM to 9AM",8,"October 7, 2019 8:00","2019-10-07T08:00:00",{"v":77,"d":"77.0"},{"v":62,"d":"62.0"},53.1,62.6,28.28,0.0707,0.41,14.28]
["October",7,"11AM to 12PM",11,"October 7, 2019 11:00","2019-10-07T11:00:00",89.1,64.6,{"v":50,"d":"50.0"},55.8,30.16,0.0691,0.36,14.58]
["October",7,"2PM to 3PM",14,"October 7, 2019 14:00","2019-10-07T14:00:00",{"v":93,"d":"93.0"},63.6,44.1,44.5,29.34,0.0687,0.29,14.65]
["October",7,"4PM to 5PM",16,"October 7, 2019 16:00","2019-10-07T16:00:00",91.9,63.5,{"v":45,"d":"45.0"},46.1,29.32,0.0688,{"v":0.3,"d":"0.30"},14.62]
["October",7,"7PM to 8PM",19,"October 7, 2019 19:00","2019-10-07T19:00:00",{"v":84,"d":"84.0"},61.3,{"v":46,"d":"46.0"},{"v":48,"d":"48.0"},27.71,0.0698,0.31,14.42]
["October",7,"11PM to 12AM",23,"October 7, 2019 23:00","2019-10-07T23:00:00",{"v":77,"d":"77.0"},59.6,{"v":48,"d":"48.0"},51.8,26.59,0.0707,0.34,14.24]
["October",8,"2AM to 3AM",{"$f":"IF(D6729+1>23,0,D6729+1)","v":2},"October 8, 2019 2:00","2019-10-08T02:00:00",71.1,57.9,48.9,53.6,25.43,0.0715,0.35,14.09]
["October",8,"5AM to 6AM",5,"October 8, 2019 5:00","2019-10-08T05:00:00",69.1,57.7,{"v":50,"d":"50.0"},55.8,25.29,0.0718,0.36,14.05]
["October",8,"9AM to 10AM",9,"October 8, 2019 9:00","2019-10-08T09:00:00",{"v":86,"d":"86.0"},61.5,{"v":45,"d":"45.0"},46.1,27.88,0.0696,{"v":0.3,"d":"0.30"},14.47]
["October",8,"12PM to 1PM",12,"October 8, 2019 12:00","2019-10-08T12:00:00",{"v":95,"d":"95.0"},64.9,{"v":46,"d":"46.0"},{"v":48,"d":"48.0"},30.38,0.0684,0.31,14.71]
["October",8,"3PM to 4PM",15,"October 8, 2019 15:00","2019-10-08T15:00:00",96.1,64.6,44.1,44.5,30.08,0.0683,0.29,14.73]
["October",8,"5PM to 6PM",17,"October 8, 2019 17:00","2019-10-08T17:00:00",{"v":93,"d":"93.0"},63.2,{"v":43,"d":"43.0"},42.7,29.05,0.0687,0.28,14.64]
["October",8,"8PM to 9PM",20,"October 8, 2019 20:00","2019-10-08T20:00:00",{"v":84,"d":"84.0"},60.5,44.1,44.5,27.15,0.0699,0.29,14.41]
["October",9,"12AM to 1AM",0,"October 9, 2019 0:00","2019-10-09",{"v":75,"d":"75.0"},58.9,{"v":48,"d":"48.0"},51.8,26.11,{"v":0.071,"d":"0.0710"},0.34,14.19]
["October",9,"3AM to 4AM",3,"October 9, 2019 3:00","2019-10-09T03:00:00",71.1,56.6,{"v":46,"d":"46.0"},{"v":48,"d":"48.0"},24.56,0.0715,0.31,14.08]
["October",9,"6AM to 7AM",6,"October 9, 2019 6:00","2019-10-09T06:00:00",{"v":72,"d":"72.0"},55.3,42.1,41.2,23.71,0.0715,0.27,14.08]
["October",9,"10AM to 11AM",10,"October 9, 2019 10:00","2019-10-09T10:00:00",{"v":90,"d":"90.0"},62.2,{"v":43,"d":"43.0"},42.7,28.31,0.0691,0.28,14.56]
["October",9,"12PM to 1PM",12,"October 9, 2019 12:00","2019-10-09T12:00:00",{"v":95,"d":"95.0"},64.9,{"v":46,"d":"46.0"},{"v":48,"d":"48.0"},30.38,0.0684,0.31,14.71]
["October",9,"5PM to 6PM",17,"October 9, 2019 17:00","2019-10-09T17:00:00",{"v":93,"d":"93.0"},62.9,42.1,41.2,28.82,0.0687,0.27,14.63]
["October",9,"6PM to 7PM",18,"October 9, 2019 18:00","2019-10-09T18:00:00",{"v":90,"d":"90.0"},62.2,{"v":43,"d":"43.0"},42.7,28.31,0.0691,0.28,14.56]
["October",9,"9PM to 10PM",21,"October 9, 2019 21:00","2019-10-09T21:00:00",{"v":82,"d":"82.0"},60.9,46.9,49.7,27.49,0.0701,0.32,14.37]
["October",10,"1AM to 2AM",1,"October 10, 2019 1:00","2019-10-10T01:00:00",{"v":75,"d":"75.0"},57.2,44.1,44.5,24.97,{"v":0.071,"d":"0.0710"},0.29,14.17]
["October",10,"4AM to 5AM",4,"October 10, 2019 4:00","2019-10-10T04:00:00",71.1,56.1,{"v":45,"d":"45.0"},46.1,24.25,0.0715,{"v":0.3,"d":"0.30"},14.07]
["October",10,"7AM to 8AM",7,"October 10, 2019 7:00","2019-10-10T07:00:00",78.1,56.8,39.9,37.9,24.67,0.0707,0.25,14.23]
["October",10,"11AM to 12PM",11,"October 10, 2019 11:00","2019-10-10T11:00:00",93.9,63.5,{"v":43,"d":"43.0"},42.7,29.27,0.0686,0.28,14.66]
["October",10,"1PM to 2PM",13,"October 10, 2019 13:00","2019-10-10T13:00:00",98.1,65.9,{"v":46,"d":"46.0"},{"v":48,"d":"48.0"},31.12,0.0681,0.31,14.79]
["October",10,"4PM to 5PM",16,"October 10, 2019 16:00","2019-10-10T16:00:00",{"v":99,"d":"99.0"},65.8,{"v":45,"d":"45.0"},46.1,31.03,{"v":0.068,"d":"0.0680"},{"v":0.3,"d":"0.30"},14.81]
["October",10,"7PM to 8PM",19,"October 10, 2019 19:00","2019-10-10T19:00:00",89.1,{"v":63,"d":"63.0"},{"v":46,"d":"46.0"},{"v":48,"d":"48.0"},28.93,0.0692,0.31,14.55]
["October",10,"10PM to 11PM",22,"October 10, 2019 22:00","2019-10-10T22:00:00",{"v":82,"d":"82.0"},62.3,{"v":50,"d":"50.0"},55.8,28.45,{"v":0.07,"d":"0.0700"},0.36,14.39]
["October",11,"2AM to 3AM",2,"October 11, 2019 2:00","2019-10-11T02:00:00",75.9,57.6,44.1,44.5,25.19,0.0709,0.29,14.19]
["October",11,"5AM to 6AM",5,"October 11, 2019 5:00","2019-10-11T05:00:00",{"v":73,"d":"73.0"},56.8,{"v":45,"d":"45.0"},46.1,24.73,0.0713,{"v":0.3,"d":"0.30"},14.12]
["October",11,"8AM to 9AM",8,"October 11, 2019 8:00","2019-10-11T08:00:00",{"v":81,"d":"81.0"},60.2,{"v":46,"d":"46.0"},{"v":48,"d":"48.0"},26.96,0.0702,0.31,14.34]
["October",11,"10AM to 11AM",10,"October 11, 2019 10:00","2019-10-11T10:00:00",89.1,{"v":63,"d":"63.0"},{"v":46,"d":"46.0"},{"v":48,"d":"48.0"},28.93,0.0692,0.31,14.55]
["October",11,"4PM to 5PM",16,"October 11, 2019 16:00","2019-10-11T16:00:00",96.1,64.9,{"v":45,"d":"45.0"},46.1,30.33,0.0683,{"v":0.3,"d":"0.30"},14.73]
["October",11,"5PM to 6PM",17,"October 11, 2019 17:00","2019-10-11T17:00:00",93.9,64.2,{"v":45,"d":"45.0"},46.1,29.81,0.0686,{"v":0.3,"d":"0.30"},14.67]
["October",11,"8PM to 9PM",20,"October 11, 2019 20:00","2019-10-11T20:00:00",{"v":86,"d":"86.0"},62.3,46.9,49.7,28.45,0.0696,0.32,14.48]
["October",11,"11PM to 12AM",23,"October 11, 2019 23:00","2019-10-11T23:00:00",{"v":79,"d":"79.0"},59.5,{"v":46,"d":"46.0"},{"v":48,"d":"48.0"},26.48,0.0705,0.31,14.29]
["October",12,"3AM to 4AM",3,"October 12, 2019 3:00","2019-10-12T03:00:00",{"v":75,"d":"75.0"},57.6,{"v":45,"d":"45.0"},46.1,25.21,{"v":0.071,"d":"0.0710"},{"v":0.3,"d":"0.30"},14.17]
["October",12,"6AM to 7AM",6,"October 12, 2019 6:00","2019-10-12T06:00:00",{"v":72,"d":"72.0"},56.9,{"v":46,"d":"46.0"},{"v":48,"d":"48.0"},24.78,0.0714,0.31,{"v":14.1,"d":"14.10"}]
["October",12,"9AM to 10AM",9,"October 12, 2019 9:00","2019-10-12T09:00:00",84.9,61.6,{"v":46,"d":"46.0"},{"v":48,"d":"48.0"},27.93,0.0697,0.31,14.44]
["October",12,"11AM to 12PM",11,"October 12, 2019 11:00","2019-10-12T11:00:00",91.9,63.9,{"v":46,"d":"46.0"},{"v":48,"d":"48.0"},29.63,0.0688,0.31,14.63]
["October",12,"5PM to 6PM",17,"October 12, 2019 17:00","2019-10-12T17:00:00",93.9,63.5,{"v":43,"d":"43.0"},42.7,29.27,0.0686,0.28,14.66]
["October",12,"6PM to 7PM",18,"October 12, 2019 18:00","2019-10-12T18:00:00",{"v":91,"d":"91.0"},62.9,44.1,44.5,28.86,{"v":0.069,"d":"0.0690"},0.29,14.59]
["October",12,"9PM to 10PM",21,"October 12, 2019 21:00","2019-10-12T21:00:00",82.9,60.9,{"v":46,"d":"46.0"},{"v":48,"d":"48.0"},27.44,{"v":0.07,"d":"0.0700"},0.31,14.39]
["October",13,"12AM to 1AM",0,"October 13, 2019 0:00","2019-10-13",78.1,58.7,{"v":45,"d":"45.0"},46.1,25.96,0.0706,{"v":0.3,"d":"0.30"},14.26]
["October",13,"4AM to 5AM",4,"October 13, 2019 4:00","2019-10-13T04:00:00",71.1,55.3,{"v":43,"d":"43.0"},42.7,23.72,0.0716,0.28,14.06]
["October",13,"7AM to 8AM",7,"October 13, 2019 7:00","2019-10-13T07:00:00",73.9,57.2,{"v":45,"d":"45.0"},46.1,24.95,0.0712,{"v":0.3,"d":"0.30"},14.15]
["October",13,"12PM to 1PM",12,"October 13, 2019 12:00","2019-10-13T12:00:00",96.1,65.3,{"v":46,"d":"46.0"},{"v":48,"d":"48.0"},30.64,0.0683,0.31,14.74]
["October",13,"3PM to 4PM",15,"October 13, 2019 15:00","2019-10-13T15:00:00",{"v":100,"d":"100.0"},66.8,46.9,49.7,31.87,0.0678,0.32,14.85]
["October",13,"6PM to 7PM",18,"October 13, 2019 18:00","2019-10-13T18:00:00",{"v":91,"d":"91.0"},64.8,48.9,53.6,30.29,0.0689,0.35,14.62]
["October",13,"7PM to 8PM",19,"October 13, 2019 19:00","2019-10-13T19:00:00",{"v":88,"d":"88.0"},64.2,{"v":50,"d":"50.0"},55.8,{"v":29.9,"d":"29.90"},0.0693,0.36,14.55]
["October",13,"10PM to 11PM",22,"October 13, 2019 22:00","2019-10-13T22:00:00",84.9,61.6,{"v":46,"d":"46.0"},{"v":48,"d":"48.0"},27.93,0.0697,0.31,14.44]
["October",14,"1AM to 2AM",1,"October 14, 2019 1:00","2019-10-14T01:00:00",{"v":77,"d":"77.0"},{"v":60,"d":"60.0"},48.9,53.6,26.87,0.0707,0.35,14.25]
["October",14,"5AM to 6AM",5,"October 14, 2019 5:00","2019-10-14T05:00:00",{"v":70,"d":"70.0"},56.1,{"v":46,"d":"46.0"},{"v":48,"d":"48.0"},24.29,0.0717,0.31,14.05]
["October",14,"8AM to 9AM",8,"October 14, 2019 8:00","2019-10-14T08:00:00",80.1,59.1,44.1,44.5,26.19,0.0704,0.29,{"v":14.3,"d":"14.30"}]
["October",14,"1PM to 2PM",13,"October 14, 2019 13:00","2019-10-14T13:00:00",{"v":97,"d":"97.0"},65.2,{"v":45,"d":"45.0"},46.1,30.55,0.0682,{"v":0.3,"d":"0.30"},14.76]
["October",14,"4PM to 5PM",16,"October 14, 2019 16:00","2019-10-14T16:00:00",96.1,64.2,{"v":43,"d":"43.0"},42.7,{"v":29.8,"d":"29.80"},0.0683,0.28,14.72]
["October",14,"7PM to 8PM",19,"October 14, 2019 19:00","2019-10-14T19:00:00",{"v":86,"d":"86.0"},59.7,39.9,37.9,26.59,0.0696,0.25,14.44]
["October",14,"8PM to 9PM",20,"October 14, 2019 20:00","2019-10-14T20:00:00",{"v":84,"d":"84.0"},{"v":59,"d":"59.0"},39.9,37.9,26.11,0.0699,0.25,14.39]
["October",14,"11PM to 12AM",23,"October 14, 2019 23:00","2019-10-14T23:00:00",78.1,56.5,{"v":39,"d":"39.0"},36.6,24.47,0.0707,0.24,14.22]
["October",15,"3AM to 4AM",3,"October 15, 2019 3:00","2019-10-15T03:00:00",71.1,54.9,42.1,41.2,23.49,0.0716,0.27,14.05]
["October",15,"6AM to 7AM",6,"October 15, 2019 6:00","2019-10-15T06:00:00",{"v":68,"d":"68.0"},54.5,44.1,44.5,23.26,{"v":0.072,"d":"0.0720"},0.29,13.98]
["October",15,"10AM to 11AM",10,"October 15, 2019 10:00","2019-10-15T10:00:00",{"v":81,"d":"81.0"},58.7,42.1,41.2,{"v":25.9,"d":"25.90"},0.0703,0.27,14.32]
["October",15,"2PM to 3PM",14,"October 15, 2019 14:00","2019-10-15T14:00:00",{"v":88,"d":"88.0"},59.5,{"v":37,"d":"37.0"},33.8,26.43,0.0694,0.22,14.48]
["October",15,"5PM to 6PM",17,"October 15, 2019 17:00","2019-10-15T17:00:00",84.9,59.7,{"v":41,"d":"41.0"},39.5,26.59,0.0698,0.26,14.41]
["October",15,"8PM to 9PM",20,"October 15, 2019 20:00","2019-10-15T20:00:00",78.1,58.7,{"v":45,"d":"45.0"},46.1,25.96,0.0706,{"v":0.3,"d":"0.30"},14.26]
["October",15,"9PM to 10PM",21,"October 15, 2019 21:00","2019-10-15T21:00:00",{"v":77,"d":"77.0"},{"v":58,"d":"58.0"},44.1,44.5,25.45,0.0708,0.29,14.22]
["October",16,"12AM to 1AM",0,"October 16, 2019 0:00","2019-10-16",71.1,54.1,39.9,37.9,22.97,0.0716,0.25,14.04]
["October",16,"4AM to 5AM",4,"October 16, 2019 4:00","2019-10-16T04:00:00",64.9,52.4,42.1,41.2,22.01,0.0724,0.27,13.89]
["October",16,"7AM to 8AM",7,"October 16, 2019 7:00","2019-10-16T07:00:00",{"v":68,"d":"68.0"},52.5,{"v":39,"d":"39.0"},36.6,22.03,{"v":0.072,"d":"0.0720"},0.24,13.96]
["October",16,"11AM to 12PM",11,"October 16, 2019 11:00","2019-10-16T11:00:00",84.9,58.7,37.9,{"v":35,"d":"35.0"},25.89,0.0698,0.23,{"v":14.4,"d":"14.40"}]
["October",16,"3PM to 4PM",15,"October 16, 2019 15:00","2019-10-16T15:00:00",89.1,{"v":59,"d":"59.0"},{"v":34,"d":"34.0"},29.9,26.08,0.0693,{"v":0.2,"d":"0.20"},14.49]
["October",16,"6PM to 7PM",18,"October 16, 2019 18:00","2019-10-16T18:00:00",{"v":82,"d":"82.0"},{"v":57,"d":"57.0"},{"v":36,"d":"36.0"},32.4,24.77,0.0702,0.21,14.32]
["October",16,"9PM to 10PM",21,"October 16, 2019 21:00","2019-10-16T21:00:00",75.9,56.4,{"v":41,"d":"41.0"},39.5,24.41,0.0709,0.26,14.18]
["October",16,"10PM to 11PM",22,"October 16, 2019 22:00","2019-10-16T22:00:00",73.9,{"v":56,"d":"56.0"},42.1,41.2,24.19,0.0712,0.27,14.13]
["October",17,"1AM to 2AM",1,"October 17, 2019 1:00","2019-10-17T01:00:00",{"v":70,"d":"70.0"},53.6,39.9,37.9,22.71,0.0717,0.25,14.01]
["October",17,"5AM to 6AM",5,"October 17, 2019 5:00","2019-10-17T05:00:00",{"v":64,"d":"64.0"},50.4,37.9,{"v":35,"d":"35.0"},20.83,0.0726,0.23,13.85]
["October",17,"8AM to 9AM",8,"October 17, 2019 8:00","2019-10-17T08:00:00",71.1,{"v":53,"d":"53.0"},{"v":37,"d":"37.0"},33.8,22.34,0.0716,0.22,14.03]
["October",17,"12PM to 1PM",12,"October 17, 2019 12:00","2019-10-17T12:00:00",{"v":90,"d":"90.0"},59.9,{"v":36,"d":"36.0"},32.4,26.69,0.0692,0.21,14.52]
["October",17,"4PM to 5PM",16,"October 17, 2019 16:00","2019-10-17T16:00:00",{"v":91,"d":"91.0"},59.7,{"v":34,"d":"34.0"},29.9,26.56,{"v":0.069,"d":"0.0690"},{"v":0.2,"d":"0.20"},14.55]
["October",17,"7PM to 8PM",19,"October 17, 2019 19:00","2019-10-17T19:00:00",{"v":81,"d":"81.0"},56.6,{"v":36,"d":"36.0"},32.4,24.51,0.0703,0.21,14.29]
["October",17,"8PM to 9PM",20,"October 17, 2019 20:00","2019-10-17T20:00:00",{"v":79,"d":"79.0"},58.3,{"v":43,"d":"43.0"},42.7,25.65,0.0705,0.28,14.27]
["October",17,"11PM to 12AM",23,"October 17, 2019 23:00","2019-10-17T23:00:00",{"v":77,"d":"77.0"},54.4,{"v":34,"d":"34.0"},29.9,23.17,0.0709,{"v":0.2,"d":"0.20"},14.17]
["October",18,"2AM to 3AM",2,"October 18, 2019 2:00","2019-10-18T02:00:00",{"v":70,"d":"70.0"},52.6,{"v":37,"d":"37.0"},33.8,22.08,0.0718,0.22,{"v":14,"d":"14.00"}]
["October",18,"6AM to 7AM",6,"October 18, 2019 6:00","2019-10-18T06:00:00",{"v":68,"d":"68.0"},48.2,26.1,20.9,19.59,0.0721,0.14,13.91]
["October",18,"9AM to 10AM",9,"October 18, 2019 9:00","2019-10-18T09:00:00",82.9,55.3,28.9,{"v":24,"d":"24.0"},23.67,0.0701,0.16,14.31]
["October",18,"1PM to 2PM",13,"October 18, 2019 13:00","2019-10-18T13:00:00",{"v":90,"d":"90.0"},{"v":58,"d":"58.0"},28.9,{"v":24,"d":"24.0"},25.36,0.0692,0.16,{"v":14.5,"d":"14.50"}]
["October",18,"5PM to 6PM",17,{"$f":"A6985&\" \"&B6985&\", \"&$D$5&\" \"&D6985&\":00\"","v":"October 18, 2019 17:00"},{"$f":"DATEVALUE(E6985)+TIMEVALUE(E6985)","v":"2019-10-18T17:00:00"},{"v":88,"d":"88.0"},56.2,{"v":25,"d":"25.0"},19.9,24.25,0.0695,0.13,14.43]
["October",18,"8PM to 9PM",20,"October 18, 2019 20:00","2019-10-18T20:00:00",{"v":79,"d":"79.0"},56.2,{"v":37,"d":"37.0"},33.8,24.25,0.0706,0.22,14.24]
["October",18,"9PM to 10PM",21,"October 18, 2019 21:00","2019-10-18T21:00:00",78.1,56.1,37.9,{"v":35,"d":"35.0"},24.23,0.0707,0.23,14.22]
["October",19,"12AM to 1AM",0,"October 19, 2019 0:00","2019-10-19",{"v":72,"d":"72.0"},54.4,39.9,37.9,23.19,0.0715,0.25,14.07]
["October",19,"3AM to 4AM",3,"October 19, 2019 3:00","2019-10-19T03:00:00",{"v":70,"d":"70.0"},52.9,37.9,{"v":35,"d":"35.0"},22.27,0.0718,0.23,14.01]
["October",19,"6AM to 7AM",6,"October 19, 2019 6:00","2019-10-19T06:00:00",69.1,51.8,{"v":36,"d":"36.0"},32.4,21.64,0.0719,0.21,13.97]
["October",19,"11AM to 12PM",11,"October 19, 2019 11:00","2019-10-19T11:00:00",{"v":81,"d":"81.0"},56.3,35.1,31.2,24.33,0.0703,{"v":0.2,"d":"0.20"},14.28]
["October",19,"2PM to 3PM",14,"October 19, 2019 14:00","2019-10-19T14:00:00",84.9,57.8,35.1,31.2,25.29,0.0698,{"v":0.2,"d":"0.20"},14.39]
["October",19,"6PM to 7PM",18,"October 19, 2019 18:00","2019-10-19T18:00:00",{"v":82,"d":"82.0"},{"v":57,"d":"57.0"},{"v":36,"d":"36.0"},32.4,24.77,0.0702,0.21,14.32]
["October",19,"9PM to 10PM",21,"October 19, 2019 21:00","2019-10-19T21:00:00",75.9,54.6,{"v":36,"d":"36.0"},32.4,23.29,{"v":0.071,"d":"0.0710"},0.21,14.15]
["October",19,"10PM to 11PM",22,"October 19, 2019 22:00","2019-10-19T22:00:00",{"v":77,"d":"77.0"},54.8,35.1,31.2,23.37,0.0708,{"v":0.2,"d":"0.20"},14.18]
["October",20,"1AM to 2AM",1,"October 20, 2019 1:00","2019-10-20T01:00:00",{"v":75,"d":"75.0"},54.3,{"v":36,"d":"36.0"},32.4,23.07,0.0711,0.21,14.13]
["October",20,"7AM to 8AM",7,"October 20, 2019 7:00","2019-10-20T07:00:00",73.9,54.9,{"v":39,"d":"39.0"},36.6,23.47,0.0712,0.24,14.11]
["October",20,"9AM to 10AM",9,"October 20, 2019 9:00","2019-10-20T09:00:00",{"v":77,"d":"77.0"},56.1,{"v":39,"d":"39.0"},36.6,24.21,0.0708,0.24,{"v":14.2,"d":"14.20"}]
["October",20,"12PM to 1PM",12,"October 20, 2019 12:00","2019-10-20T12:00:00",{"v":86,"d":"86.0"},62.7,{"v":48,"d":"48.0"},51.8,28.78,0.0696,0.34,14.48]
["October",20,"4PM to 5PM",16,"October 20, 2019 16:00","2019-10-20T16:00:00",82.9,{"v":64,"d":"64.0"},53.1,62.6,29.73,0.0699,0.41,14.44]
["October",20,"7PM to 8PM",19,"October 20, 2019 19:00","2019-10-20T19:00:00",75.9,60.1,{"v":50,"d":"50.0"},55.8,26.96,0.0708,0.36,14.23]
["October",20,"10PM to 11PM",22,"October 20, 2019 22:00","2019-10-20T22:00:00",73.9,59.9,51.1,58.2,26.84,0.0711,0.38,14.18]
["October",20,"11PM to 12AM",23,"October 20, 2019 23:00","2019-10-20T23:00:00",{"v":72,"d":"72.0"},59.2,51.1,58.2,26.36,0.0714,0.38,14.13]
["October",21,"2AM to 3AM",2,"October 21, 2019 2:00","2019-10-21T02:00:00",69.1,58.6,{"v":52,"d":"52.0"},60.2,25.96,0.0717,0.39,14.06]
["October",21,"8AM to 9AM",8,"October 21, 2019 8:00","2019-10-21T08:00:00",{"v":70,"d":"70.0"},58.5,51.1,58.2,25.87,0.0716,0.38,14.08]
["October",21,"10AM to 11AM",{"$f":"IF(D7049+1>23,0,D7049+1)","v":10},"October 21, 2019 10:00","2019-10-21T10:00:00",78.1,61.8,{"v":52,"d":"52.0"},60.2,28.16,0.0705,0.39,{"v":14.3,"d":"14.30"}]
["October",21,"1PM to 2PM",13,"October 21, 2019 13:00","2019-10-21T13:00:00",82.9,{"v":64,"d":"64.0"},53.1,62.6,29.73,0.0699,0.41,14.44]
["October",21,"5PM to 6PM",17,"October 21, 2019 17:00","2019-10-21T17:00:00",66.9,63.7,62.1,87.1,29.63,0.0719,0.56,14.09]
["October",21,"8PM to 9PM",20,"October 21, 2019 20:00","2019-10-21T20:00:00",{"v":66,"d":"66.0"},{"v":64,"d":"64.0"},{"v":63,"d":"63.0"},{"v":90,"d":"90.0"},29.86,{"v":0.072,"d":"0.0720"},0.58,14.07]
["October",21,"11PM to 12AM",23,"October 21, 2019 23:00","2019-10-21T23:00:00",{"v":66,"d":"66.0"},{"v":64,"d":"64.0"},{"v":63,"d":"63.0"},{"v":90,"d":"90.0"},29.86,{"v":0.072,"d":"0.0720"},0.58,14.07]
["October",22,"12AM to 1AM",0,"October 22, 2019 0:00","2019-10-22",64.9,{"v":63,"d":"63.0"},62.1,87.1,29.15,0.0721,0.56,14.04]
["October",22,"5AM to 6AM",5,"October 22, 2019 5:00","2019-10-22T05:00:00",{"v":64,"d":"64.0"},{"v":62,"d":"62.0"},{"v":61,"d":"61.0"},83.8,28.41,0.0723,0.54,{"v":14,"d":"14.00"}]
["October",22,"8AM to 9AM",8,"October 22, 2019 8:00","2019-10-22T08:00:00",{"v":70,"d":"70.0"},{"v":64,"d":"64.0"},{"v":61,"d":"61.0"},83.8,29.87,0.0715,0.54,14.16]
["October",22,"11AM to 12PM",11,"October 22, 2019 11:00","2019-10-22T11:00:00",78.1,66.1,60.1,81.1,31.43,0.0704,0.52,14.37]
["October",22,"2PM to 3PM",14,"October 22, 2019 14:00","2019-10-22T14:00:00",{"v":84,"d":"84.0"},65.7,55.9,69.7,{"v":31.1,"d":"31.10"},0.0697,0.45,14.49]
["October",22,"6PM to 7PM",18,"October 22, 2019 18:00","2019-10-22T18:00:00",{"v":79,"d":"79.0"},64.1,55.9,69.7,29.87,0.0704,0.45,14.36]
["October",22,"9PM to 10PM",21,"October 22, 2019 21:00","2019-10-22T21:00:00",{"v":75,"d":"75.0"},64.5,{"v":59,"d":"59.0"},77.9,30.19,0.0708,{"v":0.5,"d":"0.50"},14.28]
["October",23,"12AM to 1AM",0,"October 23, 2019 0:00","2019-10-23",71.1,63.8,60.1,81.1,29.71,0.0713,0.52,14.18]
["October",23,"1AM to 2AM",1,"October 23, 2019 1:00","2019-10-23T01:00:00",{"v":70,"d":"70.0"},63.5,60.1,81.1,29.45,0.0715,0.52,14.15]
["October",23,"6AM to 7AM",6,"October 23, 2019 6:00","2019-10-23T06:00:00",66.9,60.6,{"v":57,"d":"57.0"},72.5,27.36,0.0719,0.47,14.04]
["October",23,"9AM to 10AM",9,"October 23, 2019 9:00","2019-10-23T09:00:00",75.9,64.2,57.9,74.9,29.94,0.0707,0.48,14.29]
["October",23,"12PM to 1PM",12,"October 23, 2019 12:00","2019-10-23T12:00:00",{"v":84,"d":"84.0"},66.8,57.9,74.9,31.93,0.0697,0.48,14.51]
["October",23,"3PM to 4PM",15,"October 23, 2019 15:00","2019-10-23T15:00:00",87.1,66.2,{"v":55,"d":"55.0"},67.4,31.49,0.0693,0.44,14.56]
["October",23,"7PM to 8PM",19,"October 23, 2019 19:00","2019-10-23T19:00:00",78.1,63.4,{"v":55,"d":"55.0"},67.4,29.29,0.0705,0.44,14.32]
["October",23,"10PM to 11PM",22,"October 23, 2019 22:00","2019-10-23T22:00:00",{"v":73,"d":"73.0"},62.1,55.9,69.7,28.42,0.0711,0.45,{"v":14.2,"d":"14.20"}]
["October",24,"1AM to 2AM",1,{"$f":"A7113&\" \"&B7113&\", \"&$D$5&\" \"&D7113&\":00\"","v":"October 24, 2019 1:00"},{"$f":"DATEVALUE(E7113)+TIMEVALUE(E7113)","v":"2019-10-24T01:00:00"},69.1,61.9,57.9,74.9,28.27,0.0716,0.48,14.11]
["October",24,"3AM to 4AM",3,"October 24, 2019 3:00","2019-10-24T03:00:00",{"v":66,"d":"66.0"},60.3,{"v":57,"d":"57.0"},72.5,27.14,0.0721,0.47,14.02]
["October",24,"6AM to 7AM",6,"October 24, 2019 6:00","2019-10-24T06:00:00",64.9,58.2,{"v":54,"d":"54.0"},64.8,25.67,0.0723,0.42,13.97]
["October",24,"10AM to 11AM",10,"October 24, 2019 10:00","2019-10-24T10:00:00",80.1,63.5,{"v":54,"d":"54.0"},64.8,29.36,0.0702,0.42,14.37]
["October",24,"1PM to 2PM",13,"October 24, 2019 13:00","2019-10-24T13:00:00",{"v":88,"d":"88.0"},64.2,{"v":50,"d":"50.0"},55.8,{"v":29.9,"d":"29.90"},0.0693,0.36,14.55]
["October",24,"4PM to 5PM",16,"October 24, 2019 16:00","2019-10-24T16:00:00",{"v":86,"d":"86.0"},64.1,51.1,58.2,29.78,0.0695,0.38,{"v":14.5,"d":"14.50"}]
["October",24,"8PM to 9PM",20,"October 24, 2019 20:00","2019-10-24T20:00:00",75.9,60.6,51.1,58.2,27.32,0.0708,0.38,14.24]
["October",24,"11PM to 12AM",23,"October 24, 2019 23:00","2019-10-24T23:00:00",{"v":72,"d":"72.0"},60.7,{"v":54,"d":"54.0"},64.8,27.39,0.0713,0.42,14.15]
["October",25,"12AM to 1AM",0,"October 25, 2019 0:00","2019-10-25",71.1,59.9,53.1,62.6,26.83,0.0714,0.41,14.12]
["October",25,"4AM to 5AM",4,"October 25, 2019 4:00","2019-10-25T04:00:00",64.9,57.7,53.1,62.6,25.34,0.0723,0.41,13.96]
["October",25,"7AM to 8AM",7,"October 25, 2019 7:00","2019-10-25T07:00:00",64.9,57.1,{"v":52,"d":"52.0"},60.2,24.96,0.0723,0.39,13.95]
["October",25,"11AM to 12PM",11,"October 25, 2019 11:00","2019-10-25T11:00:00",{"v":81,"d":"81.0"},59.8,{"v":45,"d":"45.0"},46.1,26.66,0.0702,{"v":0.3,"d":"0.30"},14.33]
["October",25,"2PM to 3PM",14,"October 25, 2019 14:00","2019-10-25T14:00:00",{"v":81,"d":"81.0"},59.4,44.1,44.5,26.41,0.0702,0.29,14.33]
["October",25,"5PM to 6PM",17,"October 25, 2019 17:00","2019-10-25T17:00:00",73.9,{"v":58,"d":"58.0"},46.9,49.7,25.52,0.0711,0.32,14.16]
["October",25,"9PM to 10PM",21,"October 25, 2019 21:00","2019-10-25T21:00:00",{"v":66,"d":"66.0"},51.3,37.9,{"v":35,"d":"35.0"},21.31,0.0723,0.23,{"v":13.9,"d":"13.90"}]
["October",26,"12AM to 1AM",0,"October 26, 2019 0:00","2019-10-26",{"v":63,"d":"63.0"},48.5,{"v":34,"d":"34.0"},29.9,19.77,0.0728,{"v":0.2,"d":"0.20"},{"v":13.8,"d":"13.80"}]
["October",26,"1AM to 2AM",1,"October 26, 2019 1:00","2019-10-26T01:00:00",60.1,47.6,35.1,31.2,19.28,0.0732,{"v":0.2,"d":"0.20"},13.73]
["October",26,"5AM to 6AM",5,"October 26, 2019 5:00","2019-10-26T05:00:00",{"v":57,"d":"57.0"},{"v":47,"d":"47.0"},{"v":37,"d":"37.0"},33.8,18.94,0.0736,0.22,13.66]
["October",26,"8AM to 9AM",8,"October 26, 2019 8:00","2019-10-26T08:00:00",{"v":61,"d":"61.0"},{"v":48,"d":"48.0"},35.1,31.2,{"v":19.5,"d":"19.50"},{"v":0.073,"d":"0.0730"},{"v":0.2,"d":"0.20"},13.76]
["October",26,"12PM to 1PM",12,"October 26, 2019 12:00","2019-10-26T12:00:00",{"v":72,"d":"72.0"},51.8,{"v":32,"d":"32.0"},27.6,21.59,0.0715,0.18,14.03]
["October",26,"3PM to 4PM",15,"October 26, 2019 15:00","2019-10-26T15:00:00",{"v":75,"d":"75.0"},{"v":51,"d":"51.0"},{"v":25,"d":"25.0"},19.9,21.12,0.0712,0.13,14.09]
["October",26,"7PM to 8PM",19,"October 26, 2019 19:00","2019-10-26T19:00:00",66.9,{"v":49,"d":"49.0"},{"v":30,"d":"30.0"},25.2,19.99,0.0722,0.16,13.89]
["October",26,"10PM to 11PM",22,"October 26, 2019 22:00","2019-10-26T22:00:00",{"v":63,"d":"63.0"},48.9,35.1,31.2,19.98,0.0727,{"v":0.2,"d":"0.20"},13.81]
["October",27,"1AM to 2AM",1,"October 27, 2019 1:00","2019-10-27T01:00:00",57.9,{"v":47,"d":"47.0"},{"v":36,"d":"36.0"},32.4,18.93,0.0734,0.21,13.68]
["October",27,"2AM to 3AM",2,"October 27, 2019 2:00","2019-10-27T02:00:00",{"v":57,"d":"57.0"},45.8,{"v":34,"d":"34.0"},29.9,18.33,0.0736,{"v":0.2,"d":"0.20"},13.65]
["October",27,"6AM to 7AM",6,"October 27, 2019 6:00","2019-10-27T06:00:00",{"v":54,"d":"54.0"},43.7,{"v":32,"d":"32.0"},27.6,17.24,{"v":0.074,"d":"0.0740"},0.18,13.56]
["October",27,"9AM to 10AM",9,"October 27, 2019 9:00","2019-10-27T09:00:00",{"v":64,"d":"64.0"},47.7,{"v":30,"d":"30.0"},25.2,{"v":19.3,"d":"19.30"},0.0726,0.16,13.82]
["October",27,"1PM to 2PM",13,"October 27, 2019 13:00","2019-10-27T13:00:00",{"v":75,"d":"75.0"},51.5,{"v":27,"d":"27.0"},21.9,21.43,0.0712,0.14,{"v":14.1,"d":"14.10"}]
["October",27,"4PM to 5PM",16,"October 27, 2019 16:00","2019-10-27T16:00:00",{"v":75,"d":"75.0"},51.5,{"v":27,"d":"27.0"},21.9,21.43,0.0712,0.14,{"v":14.1,"d":"14.10"}]
["October",27,"8PM to 9PM",20,"October 27, 2019 20:00","2019-10-27T20:00:00",66.9,49.3,30.9,26.3,20.16,0.0722,0.17,{"v":13.9,"d":"13.90"}]
["October",27,"11PM to 12AM",23,"October 27, 2019 23:00","2019-10-27T23:00:00",{"v":61,"d":"61.0"},47.3,33.1,28.9,19.12,{"v":0.073,"d":"0.0730"},0.19,13.75]
["October",28,"3AM to 4AM",3,"October 28, 2019 3:00","2019-10-28T03:00:00",{"v":55,"d":"55.0"},44.6,33.1,28.9,17.69,0.0739,0.19,13.59]
["October",28,"4AM to 5AM",4,"October 28, 2019 4:00","2019-10-28T04:00:00",{"v":54,"d":"54.0"},44.1,33.1,28.9,17.43,{"v":0.074,"d":"0.0740"},0.19,13.56]
["October",28,"7AM to 8AM",7,"October 28, 2019 7:00","2019-10-28T07:00:00",55.9,{"v":45,"d":"45.0"},33.1,28.9,17.91,0.0738,0.19,13.61]
["October",28,"10AM to 11AM",10,"October 28, 2019 10:00","2019-10-28T10:00:00",69.1,50.6,{"v":32,"d":"32.0"},27.6,20.89,0.0719,0.18,13.96]
["October",28,"2PM to 3PM",14,"October 28, 2019 14:00","2019-10-28T14:00:00",80.1,53.9,{"v":28,"d":"28.0"},{"v":23,"d":"23.0"},22.82,0.0705,0.15,14.23]
["October",28,"5PM to 6PM",17,"October 28, 2019 17:00","2019-10-28T17:00:00",73.9,51.1,{"v":27,"d":"27.0"},21.9,21.16,0.0713,0.14,14.07]
["October",28,"9PM to 10PM",21,"October 28, 2019 21:00","2019-10-28T21:00:00",{"v":63,"d":"63.0"},47.9,{"v":32,"d":"32.0"},27.6,19.41,0.0728,0.18,{"v":13.8,"d":"13.80"}]
["October",29,"12AM to 1AM",0,"October 29, 2019 0:00","2019-10-29",{"v":61,"d":"61.0"},45.9,28.9,{"v":24,"d":"24.0"},18.37,0.0731,0.16,13.73]
["October",29,"4AM to 5AM",4,"October 29, 2019 4:00","2019-10-29T04:00:00",{"v":54,"d":"54.0"},44.4,{"v":34,"d":"34.0"},29.9,17.59,{"v":0.074,"d":"0.0740"},{"v":0.2,"d":"0.20"},13.57]
["October",29,"5AM to 6AM",5,"October 29, 2019 5:00","2019-10-29T05:00:00",53.1,42.1,28.9,{"v":24,"d":"24.0"},16.45,0.0742,0.16,13.52]
["October",29,"8AM to 9AM",8,"October 29, 2019 8:00","2019-10-29T08:00:00",{"v":57,"d":"57.0"},43.7,{"v":28,"d":"28.0"},{"v":23,"d":"23.0"},17.26,0.0736,0.15,13.63]
["October",29,"12PM to 1PM",12,"October 29, 2019 12:00","2019-10-29T12:00:00",{"v":73,"d":"73.0"},50.2,{"v":25,"d":"25.0"},19.9,20.64,0.0714,0.13,14.04]
["October",29,"3PM to 4PM",15,"October 29, 2019 15:00","2019-10-29T15:00:00",75.9,51.2,24.1,19.1,21.21,0.0711,0.12,14.11]
["October",29,"6PM to 7PM",18,"October 29, 2019 18:00","2019-10-29T18:00:00",{"v":68,"d":"68.0"},47.9,{"v":25,"d":"25.0"},19.9,19.43,0.0721,0.13,{"v":13.9,"d":"13.90"}]
["October",29,"10PM to 11PM",22,"October 29, 2019 22:00","2019-10-29T22:00:00",{"v":63,"d":"63.0"},43.3,15.1,12.3,17.04,0.0729,0.08,13.75]
["October",30,"1AM to 2AM",1,"October 30, 2019 1:00","2019-10-30T01:00:00",53.1,39.4,19.9,15.6,15.16,0.0743,{"v":0.1,"d":"0.10"},{"v":13.5,"d":"13.50"}]
["October",30,"5AM to 6AM",5,"October 30, 2019 5:00","2019-10-30T05:00:00",{"v":50,"d":"50.0"},37.3,{"v":18,"d":"18.0"},14.2,{"v":14.2,"d":"14.20"},0.0747,0.09,13.41]
["October",30,"6AM to 7AM",6,"October 30, 2019 6:00","2019-10-30T06:00:00",{"v":50,"d":"50.0"},37.8,19.9,15.6,14.43,0.0747,{"v":0.1,"d":"0.10"},13.42]
["October",30,"9AM to 10AM",9,"October 30, 2019 9:00","2019-10-30T09:00:00",64.9,45.1,{"v":19,"d":"19.0"},{"v":15,"d":"15.0"},17.92,0.0726,{"v":0.1,"d":"0.10"},13.81]
["October",30,"1PM to 2PM",13,"October 30, 2019 13:00","2019-10-30T13:00:00",{"v":77,"d":"77.0"},50.3,{"v":18,"d":"18.0"},14.2,20.71,0.0709,0.09,14.12]
["October",30,"4PM to 5PM",16,"October 30, 2019 16:00","2019-10-30T16:00:00",{"v":75,"d":"75.0"},49.1,{"v":16,"d":"16.0"},12.9,20.03,0.0712,0.08,14.07]
["October",30,"7PM to 8PM",19,"October 30, 2019 19:00","2019-10-30T19:00:00",{"v":66,"d":"66.0"},46.3,21.9,17.2,18.53,0.0724,0.11,13.84]
["October",30,"11PM to 12AM",23,"October 30, 2019 23:00","2019-10-30T23:00:00",60.1,44.6,26.1,20.9,17.68,0.0732,0.14,{"v":13.7,"d":"13.70"}]
["October",31,"2AM to 3AM",2,"October 31, 2019 2:00","2019-10-31T02:00:00",{"v":57,"d":"57.0"},43.7,{"v":28,"d":"28.0"},{"v":23,"d":"23.0"},17.26,0.0736,0.15,13.63]
["October",31,"6AM to 7AM",6,"October 31, 2019 6:00","2019-10-31T06:00:00",55.9,42.3,{"v":25,"d":"25.0"},19.9,16.52,0.0738,0.13,13.59]
["October",31,"7AM to 8AM",7,"October 31, 2019 7:00","2019-10-31T07:00:00",{"v":59,"d":"59.0"},44.3,{"v":27,"d":"27.0"},21.9,17.56,0.0734,0.14,13.67]
["October",31,"10AM to 11AM",10,"October 31, 2019 10:00","2019-10-31T10:00:00",73.9,49.4,19.9,15.6,20.19,0.0713,{"v":0.1,"d":"0.10"},14.05]
["October",31,"2PM to 3PM",14,"October 31, 2019 14:00","2019-10-31T14:00:00",82.9,54.3,{"v":25,"d":"25.0"},19.9,23.03,0.0701,0.13,{"v":14.3,"d":"14.30"}]
["October",31,"5PM to 6PM",17,"October 31, 2019 17:00","2019-10-31T17:00:00",75.9,50.9,{"v":23,"d":"23.0"},18.1,21.06,0.0711,0.12,14.11]
["October",31,"8PM to 9PM",20,"October 31, 2019 20:00","2019-10-31T20:00:00",71.1,49.8,{"v":27,"d":"27.0"},21.9,20.47,0.0717,0.14,13.99]
["October",31,"11PM to 12AM",23,"October 31, 2019 23:00","2019-10-31T23:00:00",70.2,51.1,32.2,27.8,21.18,0.0718,0.18,13.99]
["November",1,"4AM to 5AM",4,"November 1, 2019 4:00","2019-11-01T04:00:00",{"v":68,"d":"68.0"},52.1,37.9,{"v":35,"d":"35.0"},21.79,{"v":0.072,"d":"0.0720"},0.23,13.95]
["November",1,"5AM to 6AM",5,"November 1, 2019 5:00","2019-11-01T05:00:00",66.9,51.6,37.9,{"v":35,"d":"35.0"},21.53,0.0722,0.23,13.92]
["November",1,"8AM to 9AM",8,"November 1, 2019 8:00","2019-11-01T08:00:00",{"v":64,"d":"64.0"},50.4,37.9,{"v":35,"d":"35.0"},20.83,0.0726,0.23,13.85]
["November",1,"11AM to 12PM",11,"November 1, 2019 11:00","2019-11-01T11:00:00",73.9,54.5,37.9,{"v":35,"d":"35.0"},23.23,0.0712,0.23,14.11]
["November",1,"3PM to 4PM",15,"November 1, 2019 15:00","2019-11-01T15:00:00",75.9,52.2,{"v":28,"d":"28.0"},{"v":23,"d":"23.0"},21.82,{"v":0.071,"d":"0.0710"},0.15,14.12]
["November",1,"6PM to 7PM",18,"November 1, 2019 18:00","2019-11-01T18:00:00",{"v":70,"d":"70.0"},50.3,{"v":30,"d":"30.0"},25.2,20.73,0.0718,0.16,13.97]
["November",1,"9PM to 10PM",21,"November 1, 2019 21:00","2019-11-01T21:00:00",64.9,48.4,30.9,26.3,19.68,0.0725,0.17,13.84]
["November",2,"12AM to 1AM",0,"November 2, 2019 0:00","2019-11-02",{"v":61,"d":"61.0"},{"v":48,"d":"48.0"},35.1,31.2,{"v":19.5,"d":"19.50"},{"v":0.073,"d":"0.0730"},{"v":0.2,"d":"0.20"},13.76]
["November",2,"5AM to 6AM",5,"November 2, 2019 5:00","2019-11-02T05:00:00",{"v":55,"d":"55.0"},46.1,{"v":37,"d":"37.0"},33.8,18.46,0.0739,0.22,13.61]
["November",2,"6AM to 7AM",6,"November 2, 2019 6:00","2019-11-02T06:00:00",{"v":55,"d":"55.0"},46.4,37.9,{"v":35,"d":"35.0"},18.65,0.0738,0.23,13.61]
["November",2,"9AM to 10AM",9,"November 2, 2019 9:00","2019-11-02T09:00:00",69.1,53.3,39.9,37.9,22.49,0.0719,0.25,13.99]
["November",2,"12PM to 1PM",12,"November 2, 2019 12:00","2019-11-02T12:00:00",71.1,57.5,{"v":48,"d":"48.0"},51.8,25.15,0.0715,0.34,14.09]
["November",2,"4PM to 5PM",16,"November 2, 2019 16:00","2019-11-02T16:00:00",71.1,56.1,{"v":45,"d":"45.0"},46.1,24.25,0.0715,{"v":0.3,"d":"0.30"},14.07]
["November",2,"7PM to 8PM",19,"November 2, 2019 19:00","2019-11-02T19:00:00",64.9,54.2,{"v":46,"d":"46.0"},{"v":48,"d":"48.0"},23.07,0.0724,0.31,13.91]
["November",2,"9PM to 10PM",21,"November 2, 2019 21:00","2019-11-02T21:00:00",62.1,53.4,46.9,49.7,22.63,0.0728,0.32,13.84]
["November",3,"3AM to 4AM",3,"November 3, 2019 3:00","2019-11-03T03:00:00",{"v":57,"d":"57.0"},50.4,{"v":45,"d":"45.0"},46.1,20.84,0.0735,{"v":0.3,"d":"0.30"},{"v":13.7,"d":"13.70"}]
["November",3,"6AM to 7AM",6,"November 3, 2019 6:00","2019-11-03T06:00:00",{"v":59,"d":"59.0"},51.2,{"v":45,"d":"45.0"},46.1,21.32,0.0732,{"v":0.3,"d":"0.30"},13.75]
["November",3,"7AM to 8AM",7,"November 3, 2019 7:00","2019-11-03T07:00:00",{"v":59,"d":"59.0"},51.7,{"v":46,"d":"46.0"},{"v":48,"d":"48.0"},21.63,0.0732,0.31,13.76]
["November",3,"10AM to 11AM",10,"November 3, 2019 10:00","2019-11-03T10:00:00",66.9,{"v":55,"d":"55.0"},{"v":46,"d":"46.0"},{"v":48,"d":"48.0"},23.55,0.0721,0.31,13.97]
["November",3,"1PM to 2PM",13,"November 3, 2019 13:00","2019-11-03T13:00:00",{"v":72,"d":"72.0"},57.8,{"v":48,"d":"48.0"},51.8,25.36,0.0714,0.34,14.11]
["November",3,"5PM to 6PM",17,{"$f":"A7369&\" \"&B7369&\", \"&$D$5&\" \"&D7369&\":00\"","v":"November 3, 2019 17:00"},{"$f":"DATEVALUE(E7369)+TIMEVALUE(E7369)","v":"2019-11-03T17:00:00"},{"v":66,"d":"66.0"},{"v":56,"d":"56.0"},48.9,53.6,{"v":24.2,"d":"24.20"},0.0722,0.35,13.96]
["November",3,"8PM to 9PM",20,"November 3, 2019 20:00","2019-11-03T20:00:00",62.1,55.5,51.1,58.2,23.94,0.0727,0.38,13.87]
["November",3,"10PM to 11PM",22,"November 3, 2019 22:00","2019-11-03T22:00:00",{"v":61,"d":"61.0"},55.1,51.1,58.2,23.68,0.0729,0.38,13.84]
["November",4,"4AM to 5AM",4,"November 4, 2019 4:00","2019-11-04T04:00:00",{"v":57,"d":"57.0"},52.9,{"v":50,"d":"50.0"},55.8,22.36,0.0734,0.36,13.73]
["November",4,"7AM to 8AM",7,"November 4, 2019 7:00","2019-11-04T07:00:00",{"v":57,"d":"57.0"},51.9,{"v":48,"d":"48.0"},51.8,21.73,0.0735,0.34,13.71]
["November",4,"8AM to 9AM",8,"November 4, 2019 8:00","2019-11-04T08:00:00",{"v":61,"d":"61.0"},54.5,{"v":50,"d":"50.0"},55.8,23.32,0.0729,0.36,13.83]
["November",4,"11AM to 12PM",11,"November 4, 2019 11:00","2019-11-04T11:00:00",69.1,54.9,44.1,44.5,23.53,0.0718,0.29,14.01]
["November",4,"2PM to 3PM",14,"November 4, 2019 14:00","2019-11-04T14:00:00",{"v":75,"d":"75.0"},57.6,{"v":45,"d":"45.0"},46.1,25.21,{"v":0.071,"d":"0.0710"},{"v":0.3,"d":"0.30"},14.17]
["November",4,"6PM to 7PM",18,"November 4, 2019 18:00","2019-11-04T18:00:00",71.1,56.1,{"v":45,"d":"45.0"},46.1,24.25,0.0715,{"v":0.3,"d":"0.30"},14.07]
["November",4,"11PM to 12AM",23,"November 4, 2019 23:00","2019-11-04T23:00:00",62.1,47.1,30.9,26.3,18.99,0.0729,0.17,13.77]
["November",5,"2AM to 3AM",2,"November 5, 2019 2:00","2019-11-05T02:00:00",57.9,44.8,{"v":30,"d":"30.0"},25.2,17.82,0.0735,0.16,13.66]
["November",5,"5AM to 6AM",5,"November 5, 2019 5:00","2019-11-05T05:00:00",{"v":55,"d":"55.0"},43.1,28.9,{"v":24,"d":"24.0"},16.93,0.0739,0.16,13.58]
["November",5,"8AM to 9AM",8,"November 5, 2019 8:00","2019-11-05T08:00:00",{"v":64,"d":"64.0"},46.4,26.1,20.9,18.63,0.0727,0.14,{"v":13.8,"d":"13.80"}]
["November",5,"9AM to 10AM",9,"November 5, 2019 9:00","2019-11-05T09:00:00",69.1,50.6,{"v":32,"d":"32.0"},27.6,20.89,0.0719,0.18,13.96]
["November",5,"12PM to 1PM",12,"November 5, 2019 12:00","2019-11-05T12:00:00",{"v":77,"d":"77.0"},55.7,37.9,{"v":35,"d":"35.0"},23.97,0.0708,0.23,14.19]
["November",5,"4PM to 5PM",16,"November 5, 2019 16:00","2019-11-05T16:00:00",{"v":79,"d":"79.0"},55.8,{"v":36,"d":"36.0"},32.4,24.03,0.0706,0.21,14.23]
["November",5,"7PM to 8PM",19,"November 5, 2019 19:00","2019-11-05T19:00:00",69.1,52.5,37.9,{"v":35,"d":"35.0"},22.05,0.0719,0.23,13.98]
["November",6,"12AM to 1AM",0,"November 6, 2019 0:00","2019-11-06",62.1,50.8,{"v":41,"d":"41.0"},39.5,21.05,0.0728,0.26,13.81]
["November",6,"3AM to 4AM",3,"November 6, 2019 3:00","2019-11-06T03:00:00",{"v":59,"d":"59.0"},49.5,{"v":41,"d":"41.0"},39.5,{"v":20.3,"d":"20.30"},0.0733,0.26,13.73]
["November",6,"6AM to 7AM",6,"November 6, 2019 6:00","2019-11-06T06:00:00",{"v":57,"d":"57.0"},49.1,42.1,41.2,20.09,0.0735,0.27,13.68]
["November",6,"9AM to 10AM",9,{"$f":"A7433&\" \"&B7433&\", \"&$D$5&\" \"&D7433&\":00\"","v":"November 6, 2019 9:00"},{"$f":"DATEVALUE(E7433)+TIMEVALUE(E7433)","v":"2019-11-06T09:00:00"},64.9,52.4,42.1,41.2,22.01,0.0724,0.27,13.89]
["November",6,"10AM to 11AM",{"$f":"IF(D7433+1>23,0,D7433+1)","v":10},"November 6, 2019 10:00","2019-11-06T10:00:00",69.1,53.7,{"v":41,"d":"41.0"},39.5,22.75,0.0719,0.26,{"v":14,"d":"14.00"}]
["November",6,"1PM to 2PM",13,"November 6, 2019 13:00","2019-11-06T13:00:00",{"v":79,"d":"79.0"},56.8,{"v":39,"d":"39.0"},36.6,24.69,0.0706,0.24,14.25]
["November",6,"5PM to 6PM",17,"November 6, 2019 17:00","2019-11-06T17:00:00",75.9,53.7,33.1,28.9,22.74,{"v":0.071,"d":"0.0710"},0.19,14.14]
["November",6,"9PM to 10PM",21,"November 6, 2019 21:00","2019-11-06T21:00:00",{"v":70,"d":"70.0"},{"v":47,"d":"47.0"},17.1,13.6,18.92,0.0719,0.09,13.94]
["November",7,"12AM to 1AM",0,"November 7, 2019 0:00","2019-11-07",{"v":66,"d":"66.0"},{"v":46,"d":"46.0"},{"v":21,"d":"21.0"},16.5,18.42,0.0724,0.11,13.84]
["November",7,"4AM to 5AM",4,"November 7, 2019 4:00","2019-11-07T04:00:00",{"v":55,"d":"55.0"},39.3,15.1,12.3,15.13,{"v":0.074,"d":"0.0740"},0.08,13.54]
["November",7,"7AM to 8AM",7,"November 7, 2019 7:00","2019-11-07T07:00:00",{"v":55,"d":"55.0"},{"v":40,"d":"40.0"},{"v":18,"d":"18.0"},14.2,15.42,{"v":0.074,"d":"0.0740"},0.09,13.55]
["November",7,"8AM to 9AM",8,"November 7, 2019 8:00","2019-11-07T08:00:00",{"v":59,"d":"59.0"},42.4,19.9,15.6,16.59,0.0734,{"v":0.1,"d":"0.10"},13.65]
["November",7,"11AM to 12PM",11,"November 7, 2019 11:00","2019-11-07T11:00:00",{"v":66,"d":"66.0"},45.2,17.1,13.6,17.97,0.0724,0.09,13.83]
["November",7,"2PM to 3PM",14,"November 7, 2019 14:00","2019-11-07T14:00:00",{"v":70,"d":"70.0"},46.3,12.9,11.1,18.53,0.0719,0.07,13.93]
["November",7,"6PM to 7PM",18,"November 7, 2019 18:00","2019-11-07T18:00:00",{"v":63,"d":"63.0"},43.1,{"v":14,"d":"14.0"},11.7,16.94,0.0729,0.08,13.75]
["November",7,"10PM to 11PM",22,"November 7, 2019 22:00","2019-11-07T22:00:00",55.9,{"v":42,"d":"42.0"},24.1,19.1,16.39,0.0738,0.12,13.58]
["November",8,"1AM to 2AM",1,"November 8, 2019 1:00","2019-11-08T01:00:00",{"v":52,"d":"52.0"},40.3,{"v":25,"d":"25.0"},19.9,15.56,0.0744,0.13,13.48]
["November",8,"5AM to 6AM",5,"November 8, 2019 5:00","2019-11-08T05:00:00",{"v":48,"d":"48.0"},37.9,24.1,19.1,14.48,{"v":0.075,"d":"0.0750"},0.12,13.38]
["November",8,"8AM to 9AM",8,"November 8, 2019 8:00","2019-11-08T08:00:00",53.1,40.5,24.1,19.1,15.69,0.0742,0.12,13.51]
["November",8,"9AM to 10AM",9,"November 8, 2019 9:00","2019-11-08T09:00:00",57.9,42.7,{"v":23,"d":"23.0"},18.1,16.72,0.0735,0.12,13.63]
["November",8,"12PM to 1PM",12,"November 8, 2019 12:00","2019-11-08T12:00:00",{"v":68,"d":"68.0"},45.7,15.1,12.3,18.25,0.0722,0.08,13.88]
["November",8,"3PM to 4PM",15,"November 8, 2019 15:00","2019-11-08T15:00:00",{"v":72,"d":"72.0"},48.7,{"v":21,"d":"21.0"},16.5,19.85,0.0716,0.11,{"v":14,"d":"14.00"}]
["November",8,"7PM to 8PM",19,"November 8, 2019 19:00","2019-11-08T19:00:00",62.1,45.5,26.1,20.9,18.16,0.0729,0.14,13.75]
["November",8,"11PM to 12AM",23,"November 8, 2019 23:00","2019-11-08T23:00:00",{"v":55,"d":"55.0"},42.8,{"v":28,"d":"28.0"},{"v":23,"d":"23.0"},16.78,0.0739,0.15,13.57]
["November",9,"2AM to 3AM",{"$f":"IF(D7497+1>23,0,D7497+1)","v":2},"November 9, 2019 2:00","2019-11-09T02:00:00",51.1,39.8,{"v":25,"d":"25.0"},19.9,15.35,0.0745,0.13,13.46]
["November",9,"6AM to 7AM",6,"November 9, 2019 6:00","2019-11-09T06:00:00",{"v":48,"d":"48.0"},38.8,{"v":27,"d":"27.0"},21.9,14.91,0.0749,0.14,13.38]
["November",9,"9AM to 10AM",9,"November 9, 2019 9:00","2019-11-09T09:00:00",{"v":63,"d":"63.0"},44.6,{"v":21,"d":"21.0"},16.5,17.68,0.0728,0.11,13.76]
["November",9,"10AM to 11AM",10,"November 9, 2019 10:00","2019-11-09T10:00:00",{"v":66,"d":"66.0"},{"v":46,"d":"46.0"},{"v":21,"d":"21.0"},16.5,18.42,0.0724,0.11,13.84]
["November",9,"1PM to 2PM",13,"November 9, 2019 13:00","2019-11-09T13:00:00",73.9,50.1,{"v":23,"d":"23.0"},18.1,20.58,0.0713,0.12,14.06]
["November",9,"4PM to 5PM",16,"November 9, 2019 16:00","2019-11-09T16:00:00",73.9,50.8,26.1,20.9,21.02,0.0713,0.14,14.06]
["November",9,"8PM to 9PM",20,"November 9, 2019 20:00","2019-11-09T20:00:00",62.1,45.8,{"v":27,"d":"27.0"},21.9,{"v":18.3,"d":"18.30"},0.0729,0.14,13.75]
["November",10,"12AM to 1AM",0,"November 10, 2019 0:00","2019-11-10",{"v":55,"d":"55.0"},40.2,{"v":19,"d":"19.0"},{"v":15,"d":"15.0"},15.54,{"v":0.074,"d":"0.0740"},{"v":0.1,"d":"0.10"},13.55]
["November",10,"4AM to 5AM",4,"November 10, 2019 4:00","2019-11-10T04:00:00",51.1,38.9,21.9,17.2,14.93,0.0745,0.11,13.45]
["November",10,"7AM to 8AM",7,"November 10, 2019 7:00","2019-11-10T07:00:00",{"v":52,"d":"52.0"},41.3,{"v":28,"d":"28.0"},{"v":23,"d":"23.0"},16.04,0.0744,0.15,13.49]
["November",10,"10AM to 11AM",10,"November 10, 2019 10:00","2019-11-10T10:00:00",{"v":66,"d":"66.0"},46.8,24.1,19.1,18.82,0.0724,0.12,13.85]
["November",10,"11AM to 12PM",11,"November 10, 2019 11:00","2019-11-10T11:00:00",69.1,47.9,{"v":23,"d":"23.0"},18.1,19.41,{"v":0.072,"d":"0.0720"},0.12,13.93]
["November",10,"2PM to 3PM",14,"November 10, 2019 14:00","2019-11-10T14:00:00",78.1,52.1,24.1,19.1,21.73,0.0708,0.12,14.17]
["November",10,"5PM to 6PM",17,"November 10, 2019 17:00","2019-11-10T17:00:00",{"v":72,"d":"72.0"},49.2,{"v":23,"d":"23.0"},18.1,{"v":20.1,"d":"20.10"},0.0716,0.12,{"v":14,"d":"14.00"}]
["November",10,"10PM to 11PM",22,"November 10, 2019 22:00","2019-11-10T22:00:00",{"v":64,"d":"64.0"},45.6,{"v":23,"d":"23.0"},18.1,18.19,0.0727,0.12,13.79]
["November",11,"1AM to 2AM",1,"November 11, 2019 1:00","2019-11-11T01:00:00",{"v":55,"d":"55.0"},42.4,{"v":27,"d":"27.0"},21.9,{"v":16.6,"d":"16.60"},0.0739,0.14,13.57]
["November",11,"5AM to 6AM",5,"November 11, 2019 5:00","2019-11-11T05:00:00",51.1,40.4,{"v":27,"d":"27.0"},21.9,15.65,0.0745,0.14,13.46]
["November",11,"8AM to 9AM",8,"November 11, 2019 8:00","2019-11-11T08:00:00",{"v":57,"d":"57.0"},43.4,{"v":27,"d":"27.0"},21.9,17.08,0.0736,0.14,13.62]
["November",11,"11AM to 12PM",11,"November 11, 2019 11:00","2019-11-11T11:00:00",{"v":75,"d":"75.0"},{"v":51,"d":"51.0"},{"v":25,"d":"25.0"},19.9,21.12,0.0712,0.13,14.09]
["November",11,"12PM to 1PM",12,"November 11, 2019 12:00","2019-11-11T12:00:00",{"v":77,"d":"77.0"},52.4,{"v":27,"d":"27.0"},21.9,{"v":21.9,"d":"21.90"},0.0709,0.14,14.15]
["November",11,"3PM to 4PM",15,"November 11, 2019 15:00","2019-11-11T15:00:00",78.1,53.7,{"v":30,"d":"30.0"},25.2,22.69,0.0707,0.16,14.19]
["November",11,"6PM to 7PM",{"$f":"IF(D7561+1>23,0,D7561+1)","v":18},"November 11, 2019 18:00","2019-11-11T18:00:00",{"v":68,"d":"68.0"},50.4,33.1,28.9,20.82,0.0721,0.19,13.93]
["November",11,"11PM to 12AM",23,"November 11, 2019 23:00","2019-11-11T23:00:00",60.1,47.2,{"v":34,"d":"34.0"},29.9,19.07,0.0732,{"v":0.2,"d":"0.20"},13.73]
["November",12,"2AM to 3AM",2,"November 12, 2019 2:00","2019-11-12T02:00:00",55.9,46.1,{"v":36,"d":"36.0"},32.4,18.45,0.0737,0.21,13.63]
["November",12,"6AM to 7AM",6,"November 12, 2019 6:00","2019-11-12T06:00:00",{"v":52,"d":"52.0"},44.6,{"v":37,"d":"37.0"},33.8,17.72,0.0743,0.22,13.53]
["November",12,"9AM to 10AM",9,"November 12, 2019 9:00","2019-11-12T09:00:00",69.1,51.2,{"v":34,"d":"34.0"},29.9,21.25,0.0719,{"v":0.2,"d":"0.20"},13.97]
["November",12,"12PM to 1PM",12,"November 12, 2019 12:00","2019-11-12T12:00:00",80.1,53.1,{"v":25,"d":"25.0"},19.9,22.34,0.0705,0.13,14.22]
["November",12,"1PM to 2PM",13,"November 12, 2019 13:00","2019-11-12T13:00:00",{"v":82,"d":"82.0"},54.2,26.1,20.9,22.98,0.0702,0.14,14.28]
["November",12,"7PM to 8PM",19,"November 12, 2019 19:00","2019-11-12T19:00:00",71.1,{"v":52,"d":"52.0"},{"v":34,"d":"34.0"},29.9,21.73,0.0716,{"v":0.2,"d":"0.20"},14.02]
["November",12,"9PM to 10PM",21,"November 12, 2019 21:00","2019-11-12T21:00:00",{"v":66,"d":"66.0"},50.2,35.1,31.2,20.72,0.0723,{"v":0.2,"d":"0.20"},13.89]
["November",13,"12AM to 1AM",0,"November 13, 2019 0:00","2019-11-13",64.9,49.1,33.1,28.9,20.08,0.0725,0.19,13.85]
["November",13,"3AM to 4AM",3,"November 13, 2019 3:00","2019-11-13T03:00:00",{"v":61,"d":"61.0"},{"v":48,"d":"48.0"},35.1,31.2,{"v":19.5,"d":"19.50"},{"v":0.073,"d":"0.0730"},{"v":0.2,"d":"0.20"},13.76]
["November",13,"7AM to 8AM",7,"November 13, 2019 7:00","2019-11-13T07:00:00",66.9,51.6,37.9,{"v":35,"d":"35.0"},21.53,0.0722,0.23,13.92]
["November",13,"10AM to 11AM",10,"November 13, 2019 10:00","2019-11-13T10:00:00",{"v":73,"d":"73.0"},54.9,39.9,37.9,23.45,0.0713,0.25,{"v":14.1,"d":"14.10"}]
["November",13,"1PM to 2PM",13,"November 13, 2019 13:00","2019-11-13T13:00:00",78.1,56.8,39.9,37.9,24.67,0.0707,0.25,14.23]
["November",13,"2PM to 3PM",14,"November 13, 2019 14:00","2019-11-13T14:00:00",78.1,56.8,39.9,37.9,24.67,0.0707,0.25,14.23]
["November",13,"8PM to 9PM",20,"November 13, 2019 20:00","2019-11-13T20:00:00",{"v":66,"d":"66.0"},51.3,37.9,{"v":35,"d":"35.0"},21.31,0.0723,0.23,{"v":13.9,"d":"13.90"}]
["November",13,"10PM to 11PM",22,"November 13, 2019 22:00","2019-11-13T22:00:00",62.1,49.2,{"v":37,"d":"37.0"},33.8,20.16,0.0729,0.22,13.79]
["November",14,"1AM to 2AM",1,"November 14, 2019 1:00","2019-11-14T01:00:00",57.9,47.4,{"v":37,"d":"37.0"},33.8,19.16,0.0734,0.22,13.68]
["November",14,"4AM to 5AM",4,"November 14, 2019 4:00","2019-11-14T04:00:00",57.9,47.4,{"v":37,"d":"37.0"},33.8,19.16,0.0734,0.22,13.68]
["November",14,"8AM to 9AM",8,"November 14, 2019 8:00","2019-11-14T08:00:00",{"v":61,"d":"61.0"},49.1,37.9,{"v":35,"d":"35.0"},20.09,{"v":0.073,"d":"0.0730"},0.23,13.77]
["November",14,"11AM to 12PM",11,"November 14, 2019 11:00","2019-11-14T11:00:00",{"v":70,"d":"70.0"},52.9,37.9,{"v":35,"d":"35.0"},22.27,0.0718,0.23,14.01]
["November",14,"12PM to 1PM",12,"November 14, 2019 12:00","2019-11-14T12:00:00",{"v":72,"d":"72.0"},54.1,{"v":39,"d":"39.0"},36.6,22.99,0.0715,0.24,14.06]
["November",14,"5PM to 6PM",17,"November 14, 2019 17:00","2019-11-14T17:00:00",{"v":73,"d":"73.0"},54.5,{"v":39,"d":"39.0"},36.6,23.25,0.0713,0.24,14.09]
["November",14,"7PM to 8PM",19,"November 14, 2019 19:00","2019-11-14T19:00:00",{"v":68,"d":"68.0"},52.5,{"v":39,"d":"39.0"},36.6,22.03,{"v":0.072,"d":"0.0720"},0.24,13.96]
["November",14,"11PM to 12AM",23,"November 14, 2019 23:00","2019-11-14T23:00:00",{"v":64,"d":"64.0"},50.4,37.9,{"v":35,"d":"35.0"},20.83,0.0726,0.23,13.85]
["November",15,"2AM to 3AM",2,"November 15, 2019 2:00","2019-11-15T02:00:00",{"v":63,"d":"63.0"},{"v":50,"d":"50.0"},37.9,{"v":35,"d":"35.0"},20.57,0.0727,0.23,13.82]
["November",15,"5AM to 6AM",5,"November 15, 2019 5:00","2019-11-15T05:00:00",60.1,49.1,{"v":39,"d":"39.0"},36.6,20.11,0.0731,0.24,13.75]
["November",15,"9AM to 10AM",9,"November 15, 2019 9:00","2019-11-15T09:00:00",{"v":66,"d":"66.0"},51.7,{"v":39,"d":"39.0"},36.6,21.55,0.0723,0.24,13.91]
["November",15,"12PM to 1PM",12,"November 15, 2019 12:00","2019-11-15T12:00:00",{"v":77,"d":"77.0"},57.2,42.1,41.2,24.94,0.0708,0.27,14.21]
["November",15,"1PM to 2PM",13,"November 15, 2019 13:00","2019-11-15T13:00:00",{"v":79,"d":"79.0"},57.9,42.1,41.2,25.42,0.0705,0.27,14.26]
["November",15,"6PM to 7PM",18,"November 15, 2019 18:00","2019-11-15T18:00:00",73.9,54.9,{"v":39,"d":"39.0"},36.6,23.47,0.0712,0.24,14.11]
["November",15,"8PM to 9PM",20,"November 15, 2019 20:00","2019-11-15T20:00:00",69.1,54.9,44.1,44.5,23.53,0.0718,0.29,14.01]
["November",16,"12AM to 1AM",0,"November 16, 2019 0:00","2019-11-16",{"v":64,"d":"64.0"},52.9,44.1,44.5,{"v":22.3,"d":"22.30"},0.0725,0.29,13.88]
["November",16,"3AM to 4AM",3,"November 16, 2019 3:00","2019-11-16T03:00:00",{"v":64,"d":"64.0"},52.4,{"v":43,"d":"43.0"},42.7,22.02,0.0725,0.28,13.87]
["November",16,"6AM to 7AM",6,"November 16, 2019 6:00","2019-11-16T06:00:00",60.1,50.4,42.1,41.2,20.83,0.0731,0.27,13.76]
["November",16,"10AM to 11AM",10,"November 16, 2019 10:00","2019-11-16T10:00:00",{"v":72,"d":"72.0"},55.6,{"v":43,"d":"43.0"},42.7,23.94,0.0714,0.28,14.08]
["November",16,"1PM to 2PM",13,"November 16, 2019 13:00","2019-11-16T13:00:00",75.9,56.8,42.1,41.2,24.67,0.0709,0.27,14.18]
["November",16,"3PM to 4PM",15,"November 16, 2019 15:00","2019-11-16T15:00:00",75.9,57.1,{"v":43,"d":"43.0"},42.7,{"v":24.9,"d":"24.90"},0.0709,0.28,14.19]
["November",16,"6PM to 7PM",18,"November 16, 2019 18:00","2019-11-16T18:00:00",{"v":72,"d":"72.0"},56.4,{"v":45,"d":"45.0"},46.1,24.47,0.0714,{"v":0.3,"d":"0.30"},14.09]
["November",16,"9PM to 10PM",21,"November 16, 2019 21:00","2019-11-16T21:00:00",66.9,55.9,{"v":48,"d":"48.0"},51.8,24.14,0.0721,0.34,13.98]
["November",17,"1AM to 2AM",1,{"$f":"A7689&\" \"&B7689&\", \"&$D$5&\" \"&D7689&\":00\"","v":"November 17, 2019 1:00"},{"$f":"DATEVALUE(E7689)+TIMEVALUE(E7689)","v":"2019-11-17T01:00:00"},{"v":63,"d":"63.0"},52.9,{"v":45,"d":"45.0"},46.1,22.29,0.0727,{"v":0.3,"d":"0.30"},13.85]
["November",17,"4AM to 5AM",4,"November 17, 2019 4:00","2019-11-17T04:00:00",{"v":61,"d":"61.0"},52.1,{"v":45,"d":"45.0"},46.1,{"v":21.8,"d":"21.80"},0.0729,{"v":0.3,"d":"0.30"},{"v":13.8,"d":"13.80"}]
["November",17,"8AM to 9AM",8,"November 17, 2019 8:00","2019-11-17T08:00:00",{"v":68,"d":"68.0"},54.1,{"v":43,"d":"43.0"},42.7,22.98,{"v":0.072,"d":"0.0720"},0.28,13.98]
["November",17,"11AM to 12PM",11,"November 17, 2019 11:00","2019-11-17T11:00:00",{"v":73,"d":"73.0"},57.3,{"v":46,"d":"46.0"},{"v":48,"d":"48.0"},25.04,0.0713,0.31,14.13]
["November",17,"2PM to 3PM",14,"November 17, 2019 14:00","2019-11-17T14:00:00",75.9,57.9,{"v":45,"d":"45.0"},46.1,25.43,0.0709,{"v":0.3,"d":"0.30"},{"v":14.2,"d":"14.20"}]
["November",17,"4PM to 5PM",16,"November 17, 2019 16:00","2019-11-17T16:00:00",{"v":75,"d":"75.0"},57.6,{"v":45,"d":"45.0"},46.1,25.21,{"v":0.071,"d":"0.0710"},{"v":0.3,"d":"0.30"},14.17]
["November",17,"7PM to 8PM",19,"November 17, 2019 19:00","2019-11-17T19:00:00",71.1,57.5,{"v":48,"d":"48.0"},51.8,25.15,0.0715,0.34,14.09]
["November",17,"10PM to 11PM",22,"November 17, 2019 22:00","2019-11-17T22:00:00",{"v":70,"d":"70.0"},57.5,48.9,53.6,25.16,0.0716,0.35,14.06]
["November",18,"2AM to 3AM",2,"November 18, 2019 2:00","2019-11-18T02:00:00",69.1,57.7,{"v":50,"d":"50.0"},55.8,25.29,0.0718,0.36,14.05]
["November",18,"5AM to 6AM",5,"November 18, 2019 5:00","2019-11-18T05:00:00",66.9,61.8,{"v":59,"d":"59.0"},77.9,28.21,0.0719,{"v":0.5,"d":"0.50"},14.06]
["November",18,"9AM to 10AM",9,"November 18, 2019 9:00","2019-11-18T09:00:00",69.1,61.9,57.9,74.9,28.27,0.0716,0.48,14.11]
["November",18,"12PM to 1PM",12,"November 18, 2019 12:00","2019-11-18T12:00:00",78.1,64.4,{"v":57,"d":"57.0"},72.5,30.09,0.0705,0.47,14.34]
["November",18,"1PM to 2PM",13,"November 18, 2019 13:00","2019-11-18T13:00:00",{"v":73,"d":"73.0"},66.9,{"v":64,"d":"64.0"},93.5,32.14,{"v":0.071,"d":"0.0710"},{"v":0.6,"d":"0.60"},14.27]
["November",18,"5PM to 6PM",17,"November 18, 2019 17:00","2019-11-18T17:00:00",{"v":73,"d":"73.0"},{"v":65,"d":"65.0"},{"v":61,"d":"61.0"},83.8,30.62,0.0711,0.54,14.24]
["November",18,"8PM to 9PM",20,"November 18, 2019 20:00","2019-11-18T20:00:00",64.9,61.8,60.1,81.1,28.21,0.0722,0.52,14.02]
["November",18,"11PM to 12AM",23,"November 18, 2019 23:00","2019-11-18T23:00:00",64.9,61.8,60.1,81.1,28.21,0.0722,0.52,14.02]
["November",19,"3AM to 4AM",3,"November 19, 2019 3:00","2019-11-19T03:00:00",{"v":61,"d":"61.0"},59.7,{"v":59,"d":"59.0"},77.9,26.76,0.0727,{"v":0.5,"d":"0.50"},{"v":13.9,"d":"13.90"}]
["November",19,"6AM to 7AM",6,"November 19, 2019 6:00","2019-11-19T06:00:00",{"v":59,"d":"59.0"},57.8,{"v":57,"d":"57.0"},72.5,25.43,{"v":0.073,"d":"0.0730"},0.47,13.83]
["November",19,"10AM to 11AM",10,"November 19, 2019 10:00","2019-11-19T10:00:00",{"v":70,"d":"70.0"},61.7,{"v":57,"d":"57.0"},72.5,28.11,0.0715,0.47,14.12]
["November",19,"1PM to 2PM",13,"November 19, 2019 13:00","2019-11-19T13:00:00",73.9,60.4,{"v":52,"d":"52.0"},60.2,27.15,0.0711,0.39,14.19]
["November",19,"2PM to 3PM",14,"November 19, 2019 14:00","2019-11-19T14:00:00",{"v":75,"d":"75.0"},59.8,{"v":50,"d":"50.0"},55.8,26.74,{"v":0.071,"d":"0.0710"},0.36,14.21]
["November",19,"6PM to 7PM",{"$f":"IF(D7753+1>23,0,D7753+1)","v":18},"November 19, 2019 18:00","2019-11-19T18:00:00",69.1,59.2,53.1,62.6,26.35,0.0717,0.41,14.07]
["November",19,"9PM to 10PM",21,"November 19, 2019 21:00","2019-11-19T21:00:00",64.9,58.2,{"v":54,"d":"54.0"},64.8,25.67,0.0723,0.42,13.97]
["November",20,"1AM to 2AM",1,"November 20, 2019 1:00","2019-11-20T01:00:00",{"v":61,"d":"61.0"},56.2,53.1,62.6,24.37,0.0728,0.41,13.85]
["November",20,"4AM to 5AM",4,"November 20, 2019 4:00","2019-11-20T04:00:00",57.9,54.4,{"v":52,"d":"52.0"},60.2,23.24,0.0733,0.39,13.76]
["November",20,"7AM to 8AM",7,"November 20, 2019 7:00","2019-11-20T07:00:00",57.9,53.9,51.1,58.2,22.93,0.0733,0.38,13.76]
["November",20,"11AM to 12PM",11,"November 20, 2019 11:00","2019-11-20T11:00:00",{"v":73,"d":"73.0"},58.2,{"v":48,"d":"48.0"},51.8,25.63,0.0712,0.34,14.14]
["November",20,"3PM to 4PM",15,"November 20, 2019 15:00","2019-11-20T15:00:00",80.1,59.9,{"v":46,"d":"46.0"},{"v":48,"d":"48.0"},26.74,0.0703,0.31,14.31]
["November",20,"6PM to 7PM",18,"November 20, 2019 18:00","2019-11-20T18:00:00",73.9,57.2,{"v":45,"d":"45.0"},46.1,24.95,0.0712,{"v":0.3,"d":"0.30"},14.15]
["November",20,"7PM to 8PM",19,"November 20, 2019 19:00","2019-11-20T19:00:00",{"v":70,"d":"70.0"},56.5,46.9,49.7,24.56,0.0717,0.32,14.05]
["November",20,"10PM to 11PM",22,"November 20, 2019 22:00","2019-11-20T22:00:00",64.9,54.2,{"v":46,"d":"46.0"},{"v":48,"d":"48.0"},23.07,0.0724,0.31,13.91]
["November",21,"2AM to 3AM",2,"November 21, 2019 2:00","2019-11-21T02:00:00",60.1,53.6,48.9,53.6,22.75,{"v":0.073,"d":"0.0730"},0.35,{"v":13.8,"d":"13.80"}]
["November",21,"5AM to 6AM",5,"November 21, 2019 5:00","2019-11-21T05:00:00",{"v":59,"d":"59.0"},52.7,{"v":48,"d":"48.0"},51.8,22.21,0.0732,0.34,13.77]
["November",21,"8AM to 9AM",8,"November 21, 2019 8:00","2019-11-21T08:00:00",{"v":63,"d":"63.0"},54.3,{"v":48,"d":"48.0"},51.8,23.17,0.0726,0.34,13.87]
["November",21,"12PM to 1PM",12,"November 21, 2019 12:00","2019-11-21T12:00:00",75.9,59.2,{"v":48,"d":"48.0"},51.8,26.33,0.0709,0.34,14.22]
["November",21,"4PM to 5PM",16,"November 21, 2019 16:00","2019-11-21T16:00:00",{"v":77,"d":"77.0"},58.3,{"v":45,"d":"45.0"},46.1,{"v":25.7,"d":"25.70"},0.0708,{"v":0.3,"d":"0.30"},14.23]
["November",21,"5PM to 6PM",17,"November 21, 2019 17:00","2019-11-21T17:00:00",{"v":73,"d":"73.0"},57.3,{"v":46,"d":"46.0"},{"v":48,"d":"48.0"},25.04,0.0713,0.31,14.13]
["November",21,"8PM to 9PM",20,"November 21, 2019 20:00","2019-11-21T20:00:00",66.9,55.4,46.9,49.7,23.81,0.0721,0.32,13.97]
["November",21,"11PM to 12AM",23,"November 21, 2019 23:00","2019-11-21T23:00:00",{"v":63,"d":"63.0"},54.3,{"v":48,"d":"48.0"},51.8,23.17,0.0726,0.34,13.87]
["November",22,"3AM to 4AM",3,"November 22, 2019 3:00","2019-11-22T03:00:00",{"v":57,"d":"57.0"},51.9,{"v":48,"d":"48.0"},51.8,21.73,0.0735,0.34,13.71]
["November",22,"6AM to 7AM",6,"November 22, 2019 6:00","2019-11-22T06:00:00",55.9,51.5,{"v":48,"d":"48.0"},51.8,21.47,0.0736,0.34,13.69]
["November",22,"9AM to 10AM",9,{"$f":"A7817&\" \"&B7817&\", \"&$D$5&\" \"&D7817&\":00\"","v":"November 22, 2019 9:00"},{"$f":"DATEVALUE(E7817)+TIMEVALUE(E7817)","v":"2019-11-22T09:00:00"},64.9,55.1,{"v":48,"d":"48.0"},51.8,23.66,0.0723,0.34,13.92]
["November",22,"1PM to 2PM",13,"November 22, 2019 13:00","2019-11-22T13:00:00",73.9,53.5,35.1,31.2,22.63,0.0713,{"v":0.2,"d":"0.20"},{"v":14.1,"d":"14.10"}]
["November",22,"5PM to 6PM",17,"November 22, 2019 17:00","2019-11-22T17:00:00",{"v":68,"d":"68.0"},48.5,{"v":27,"d":"27.0"},21.9,19.73,0.0721,0.14,13.91]
["November",22,"6PM to 7PM",18,"November 22, 2019 18:00","2019-11-22T18:00:00",{"v":66,"d":"66.0"},47.6,{"v":27,"d":"27.0"},21.9,19.25,0.0724,0.14,13.86]
["November",22,"9PM to 10PM",21,"November 22, 2019 21:00","2019-11-22T21:00:00",{"v":61,"d":"61.0"},43.9,21.9,17.2,17.31,0.0731,0.11,13.71]
["November",23,"12AM to 1AM",0,"November 23, 2019 0:00","2019-11-23",57.9,44.2,{"v":28,"d":"28.0"},{"v":23,"d":"23.0"},17.47,0.0735,0.15,13.65]
["November",23,"4AM to 5AM",4,"November 23, 2019 4:00","2019-11-23T04:00:00",{"v":52,"d":"52.0"},40.3,{"v":25,"d":"25.0"},19.9,15.56,0.0744,0.13,13.48]
["November",23,"7AM to 8AM",7,"November 23, 2019 7:00","2019-11-23T07:00:00",{"v":50,"d":"50.0"},39.6,26.1,20.9,15.25,0.0747,0.14,13.43]
["November",23,"10AM to 11AM",10,"November 23, 2019 10:00","2019-11-23T10:00:00",{"v":64,"d":"64.0"},45.6,{"v":23,"d":"23.0"},18.1,18.19,0.0727,0.12,13.79]
["November",23,"2PM to 3PM",14,"November 23, 2019 14:00","2019-11-23T14:00:00",71.1,47.7,{"v":18,"d":"18.0"},14.2,19.28,0.0717,0.09,13.97]
["November",23,"6PM to 7PM",18,"November 23, 2019 18:00","2019-11-23T18:00:00",64.9,45.8,21.9,17.2,18.27,0.0726,0.11,13.82]
["November",23,"7PM to 8PM",19,"November 23, 2019 19:00","2019-11-23T19:00:00",{"v":64,"d":"64.0"},45.6,{"v":23,"d":"23.0"},18.1,18.19,0.0727,0.12,13.79]
["November",23,"10PM to 11PM",22,"November 23, 2019 22:00","2019-11-23T22:00:00",57.9,42.7,{"v":23,"d":"23.0"},18.1,16.72,0.0735,0.12,13.63]
["November",24,"1AM to 2AM",1,"November 24, 2019 1:00","2019-11-24T01:00:00",{"v":54,"d":"54.0"},{"v":41,"d":"41.0"},24.1,19.1,15.91,0.0741,0.12,13.53]
["November",24,"5AM to 6AM",5,"November 24, 2019 5:00","2019-11-24T05:00:00",48.9,{"v":39,"d":"39.0"},26.1,20.9,14.98,0.0748,0.14,13.41]
["November",24,"8AM to 9AM",8,"November 24, 2019 8:00","2019-11-24T08:00:00",57.9,{"v":43,"d":"43.0"},24.1,19.1,16.87,0.0735,0.12,13.64]
["November",24,"11AM to 12PM",11,"November 24, 2019 11:00","2019-11-24T11:00:00",{"v":66,"d":"66.0"},45.4,{"v":18,"d":"18.0"},14.2,18.06,0.0724,0.09,13.83]
["November",24,"4PM to 5PM",16,"November 24, 2019 16:00","2019-11-24T16:00:00",69.1,47.9,{"v":23,"d":"23.0"},18.1,19.41,{"v":0.072,"d":"0.0720"},0.12,13.93]
["November",24,"7PM to 8PM",19,"November 24, 2019 19:00","2019-11-24T19:00:00",60.1,44.3,{"v":25,"d":"25.0"},19.9,17.52,0.0732,0.13,{"v":13.7,"d":"13.70"}]
["November",24,"8PM to 9PM",20,"November 24, 2019 20:00","2019-11-24T20:00:00",{"v":59,"d":"59.0"},44.3,{"v":27,"d":"27.0"},21.9,17.56,0.0734,0.14,13.67]
["November",24,"11PM to 12AM",23,"November 24, 2019 23:00","2019-11-24T23:00:00",{"v":55,"d":"55.0"},43.5,{"v":30,"d":"30.0"},25.2,17.12,0.0739,0.16,13.58]
["November",25,"2AM to 3AM",{"$f":"IF(D7881+1>23,0,D7881+1)","v":2},"November 25, 2019 2:00","2019-11-25T02:00:00",51.1,41.9,30.9,26.3,16.33,0.0745,0.17,13.48]
["November",25,"6AM to 7AM",6,"November 25, 2019 6:00","2019-11-25T06:00:00",{"v":48,"d":"48.0"},40.3,30.9,26.3,15.59,0.0749,0.17,{"v":13.4,"d":"13.40"}]
["November",25,"9AM to 10AM",9,"November 25, 2019 9:00","2019-11-25T09:00:00",{"v":61,"d":"61.0"},46.6,30.9,26.3,18.72,0.0731,0.17,13.74]
["November",25,"12PM to 1PM",12,"November 25, 2019 12:00","2019-11-25T12:00:00",66.9,47.2,24.1,19.1,19.04,0.0723,0.12,13.87]
["November",25,"5PM to 6PM",17,"November 25, 2019 17:00","2019-11-25T17:00:00",{"v":66,"d":"66.0"},46.3,21.9,17.2,18.53,0.0724,0.11,13.84]
["November",25,"8PM to 9PM",20,"November 25, 2019 20:00","2019-11-25T20:00:00",{"v":59,"d":"59.0"},44.1,26.1,20.9,17.42,0.0734,0.14,13.67]
["November",25,"9PM to 10PM",21,"November 25, 2019 21:00","2019-11-25T21:00:00",57.9,43.8,{"v":27,"d":"27.0"},21.9,{"v":17.3,"d":"17.30"},0.0735,0.14,13.65]
["November",26,"12AM to 1AM",0,"November 26, 2019 0:00","2019-11-26",53.1,42.5,{"v":30,"d":"30.0"},25.2,16.64,0.0742,0.16,13.53]
["November",26,"4AM to 5AM",4,"November 26, 2019 4:00","2019-11-26T04:00:00",{"v":48,"d":"48.0"},{"v":40,"d":"40.0"},{"v":30,"d":"30.0"},25.2,15.43,0.0749,0.16,13.39]
["November",26,"7AM to 8AM",7,"November 26, 2019 7:00","2019-11-26T07:00:00",48.9,40.8,30.9,26.3,15.81,0.0748,0.17,13.42]
["November",26,"9AM to 10AM",9,"November 26, 2019 9:00","2019-11-26T09:00:00",57.9,44.8,{"v":30,"d":"30.0"},25.2,17.82,0.0735,0.16,13.66]
["November",26,"3PM to 4PM",15,"November 26, 2019 15:00","2019-11-26T15:00:00",{"v":73,"d":"73.0"},52.8,{"v":34,"d":"34.0"},29.9,22.21,0.0714,{"v":0.2,"d":"0.20"},14.07]
["November",26,"6PM to 7PM",18,"November 26, 2019 18:00","2019-11-26T18:00:00",66.9,50.3,{"v":34,"d":"34.0"},29.9,20.73,0.0722,{"v":0.2,"d":"0.20"},13.91]
["November",26,"9PM to 10PM",21,"November 26, 2019 21:00","2019-11-26T21:00:00",60.1,47.2,{"v":34,"d":"34.0"},29.9,19.07,0.0732,{"v":0.2,"d":"0.20"},13.73]
["November",26,"10PM to 11PM",22,"November 26, 2019 22:00","2019-11-26T22:00:00",60.1,47.2,{"v":34,"d":"34.0"},29.9,19.07,0.0732,{"v":0.2,"d":"0.20"},13.73]
["November",27,"1AM to 2AM",1,"November 27, 2019 1:00","2019-11-27T01:00:00",53.1,44.4,35.1,31.2,17.58,0.0742,{"v":0.2,"d":"0.20"},13.55]
["November",27,"5AM to 6AM",5,"November 27, 2019 5:00","2019-11-27T05:00:00",48.9,42.3,35.1,31.2,16.58,0.0748,{"v":0.2,"d":"0.20"},13.44]
["November",27,"8AM to 9AM",8,"November 27, 2019 8:00","2019-11-27T08:00:00",55.9,46.1,{"v":36,"d":"36.0"},32.4,18.45,0.0737,0.21,13.63]
["November",27,"10AM to 11AM",10,"November 27, 2019 10:00","2019-11-27T10:00:00",64.9,49.8,35.1,31.2,20.45,0.0725,{"v":0.2,"d":"0.20"},13.86]
["November",27,"4PM to 5PM",16,"November 27, 2019 16:00","2019-11-27T16:00:00",{"v":72,"d":"72.0"},51.4,30.9,26.3,21.38,0.0715,0.17,14.03]
["November",27,"7PM to 8PM",19,"November 27, 2019 19:00","2019-11-27T19:00:00",62.1,47.5,{"v":32,"d":"32.0"},27.6,19.19,0.0729,0.18,13.77]
["November",27,"10PM to 11PM",22,"November 27, 2019 22:00","2019-11-27T22:00:00",57.9,45.9,33.1,28.9,18.38,0.0735,0.19,13.67]
["November",27,"11PM to 12AM",23,"November 27, 2019 23:00","2019-11-27T23:00:00",{"v":57,"d":"57.0"},45.5,33.1,28.9,18.17,0.0736,0.19,13.64]
["November",28,"2AM to 3AM",2,"November 28, 2019 2:00","2019-11-28T02:00:00",51.1,{"v":43,"d":"43.0"},{"v":34,"d":"34.0"},29.9,{"v":16.9,"d":"16.90"},0.0744,{"v":0.2,"d":"0.20"},13.49]
["November",28,"6AM to 7AM",6,"November 28, 2019 6:00","2019-11-28T06:00:00",48.9,42.3,35.1,31.2,16.58,0.0748,{"v":0.2,"d":"0.20"},13.44]
["November",28,"11AM to 12PM",11,"November 28, 2019 11:00","2019-11-28T11:00:00",{"v":73,"d":"73.0"},51.9,30.9,26.3,21.64,0.0714,0.17,14.06]
["November",28,"1PM to 2PM",13,"November 28, 2019 13:00","2019-11-28T13:00:00",{"v":77,"d":"77.0"},53.5,30.9,26.3,{"v":22.6,"d":"22.60"},0.0709,0.17,14.16]
["November",28,"5PM to 6PM",17,"November 28, 2019 17:00","2019-11-28T17:00:00",{"v":72,"d":"72.0"},51.8,{"v":32,"d":"32.0"},27.6,21.59,0.0715,0.18,14.03]
["November",28,"8PM to 9PM",20,"November 28, 2019 20:00","2019-11-28T20:00:00",{"v":66,"d":"66.0"},49.9,{"v":34,"d":"34.0"},29.9,20.51,0.0723,{"v":0.2,"d":"0.20"},13.88]
["November",28,"9PM to 10PM",21,"November 28, 2019 21:00","2019-11-28T21:00:00",{"v":64,"d":"64.0"},{"v":49,"d":"49.0"},{"v":34,"d":"34.0"},29.9,20.03,0.0726,{"v":0.2,"d":"0.20"},13.83]
["November",29,"12AM to 1AM",0,"November 29, 2019 0:00","2019-11-29",{"v":57,"d":"57.0"},45.8,{"v":34,"d":"34.0"},29.9,18.33,0.0736,{"v":0.2,"d":"0.20"},13.65]
["November",29,"3AM to 4AM",3,"November 29, 2019 3:00","2019-11-29T03:00:00",{"v":55,"d":"55.0"},43.8,30.9,26.3,17.29,0.0739,0.17,13.58]
["November",29,"7AM to 8AM",7,"November 29, 2019 7:00","2019-11-29T07:00:00",{"v":57,"d":"57.0"},43.1,26.1,20.9,16.94,0.0736,0.14,13.62]
["November",29,"12PM to 1PM",12,"November 29, 2019 12:00","2019-11-29T12:00:00",{"v":70,"d":"70.0"},48.6,24.1,19.1,19.78,0.0719,0.12,13.95]
["November",29,"2PM to 3PM",14,"November 29, 2019 14:00","2019-11-29T14:00:00",{"v":75,"d":"75.0"},50.5,{"v":23,"d":"23.0"},18.1,20.84,0.0712,0.12,14.08]
["November",29,"6PM to 7PM",18,"November 29, 2019 18:00","2019-11-29T18:00:00",64.9,47.1,{"v":27,"d":"27.0"},21.9,18.99,0.0725,0.14,13.83]
["November",29,"9PM to 10PM",21,"November 29, 2019 21:00","2019-11-29T21:00:00",57.9,44.8,{"v":30,"d":"30.0"},25.2,17.82,0.0735,0.16,13.66]
["November",29,"10PM to 11PM",22,"November 29, 2019 22:00","2019-11-29T22:00:00",{"v":55,"d":"55.0"},43.8,30.9,26.3,17.29,0.0739,0.17,13.58]
["November",30,"1AM to 2AM",1,"November 30, 2019 1:00","2019-11-30T01:00:00",{"v":52,"d":"52.0"},41.6,28.9,{"v":24,"d":"24.0"},16.19,0.0744,0.16,{"v":13.5,"d":"13.50"}]
["November",30,"4AM to 5AM",4,"November 30, 2019 4:00","2019-11-30T04:00:00",{"v":48,"d":"48.0"},38.2,{"v":25,"d":"25.0"},19.9,14.61,{"v":0.075,"d":"0.0750"},0.13,13.38]
["November",30,"9AM to 10AM",9,{"$f":"A8009&\" \"&B8009&\", \"&$D$5&\" \"&D8009&\":00\"","v":"November 30, 2019 9:00"},{"$f":"DATEVALUE(E8009)+TIMEVALUE(E8009)","v":"2019-11-30T09:00:00"},{"v":57,"d":"57.0"},41.9,21.9,17.2,16.36,0.0737,0.11,13.61]
["November",30,"12PM to 1PM",12,"November 30, 2019 12:00","2019-11-30T12:00:00",69.1,47.7,21.9,17.2,19.27,{"v":0.072,"d":"0.0720"},0.11,13.92]
["November",30,"3PM to 4PM",15,"November 30, 2019 15:00","2019-11-30T15:00:00",71.1,48.3,{"v":21,"d":"21.0"},16.5,19.63,0.0717,0.11,13.97]
["November",30,"7PM to 8PM",19,"November 30, 2019 19:00","2019-11-30T19:00:00",{"v":61,"d":"61.0"},44.5,24.1,19.1,{"v":17.6,"d":"17.60"},0.0731,0.12,13.72]
["November",30,"10PM to 11PM",22,"November 30, 2019 22:00","2019-11-30T22:00:00",54.7,43.8,31.5,26.9,{"v":17.3,"d":"17.30"},0.0739,0.18,13.58]
["November",30,"11PM to 12AM",23,"November 30, 2019 23:00","2019-11-30T23:00:00",53.6,{"v":44,"d":"44.0"},33.4,29.3,17.41,0.0741,0.19,13.55]
["December",1,"2AM to 3AM",2,"December 1, 2019 2:00","2019-12-01T02:00:00",{"v":50,"d":"50.0"},44.9,39.9,37.9,17.87,0.0746,0.25,13.49]
["December",1,"5AM to 6AM",5,"December 1, 2019 5:00","2019-12-01T05:00:00",{"v":48,"d":"48.0"},44.5,{"v":41,"d":"41.0"},39.5,17.64,0.0748,0.26,13.44]
["December",1,"10AM to 11AM",10,"December 1, 2019 10:00","2019-12-01T10:00:00",62.1,50.3,39.9,37.9,20.79,0.0728,0.25,{"v":13.8,"d":"13.80"}]
["December",1,"1PM to 2PM",13,"December 1, 2019 13:00","2019-12-01T13:00:00",{"v":66,"d":"66.0"},{"v":52,"d":"52.0"},39.9,37.9,21.75,0.0723,0.25,13.91]
["December",1,"5PM to 6PM",17,"December 1, 2019 17:00","2019-12-01T17:00:00",{"v":66,"d":"66.0"},52.4,{"v":41,"d":"41.0"},39.5,22.01,0.0723,0.26,13.91]
["December",1,"8PM to 9PM",20,"December 1, 2019 20:00","2019-12-01T20:00:00",57.9,49.9,{"v":43,"d":"43.0"},42.7,20.53,0.0734,0.28,13.71]
["December",1,"11PM to 12AM",23,"December 1, 2019 23:00","2019-12-01T23:00:00",{"v":55,"d":"55.0"},48.2,42.1,41.2,19.61,0.0738,0.27,13.63]
["December",2,"12AM to 1AM",0,"December 2, 2019 0:00","2019-12-02",53.1,47.3,42.1,41.2,19.13,0.0741,0.27,13.58]
["December",2,"3AM to 4AM",3,"December 2, 2019 3:00","2019-12-02T03:00:00",{"v":50,"d":"50.0"},44.5,{"v":39,"d":"39.0"},36.6,17.66,0.0746,0.24,13.48]
["December",2,"7AM to 8AM",7,"December 2, 2019 7:00","2019-12-02T07:00:00",51.1,44.2,{"v":37,"d":"37.0"},33.8,{"v":17.5,"d":"17.50"},0.0744,0.22,{"v":13.5,"d":"13.50"}]
["December",2,"11AM to 12PM",11,"December 2, 2019 11:00","2019-12-02T11:00:00",{"v":66,"d":"66.0"},50.9,{"v":37,"d":"37.0"},33.8,21.12,0.0723,0.22,{"v":13.9,"d":"13.90"}]
["December",2,"2PM to 3PM",14,"December 2, 2019 14:00","2019-12-02T14:00:00",{"v":72,"d":"72.0"},{"v":53,"d":"53.0"},{"v":36,"d":"36.0"},32.4,22.33,0.0715,0.21,14.05]
["December",2,"6PM to 7PM",18,"December 2, 2019 18:00","2019-12-02T18:00:00",{"v":64,"d":"64.0"},50.8,{"v":39,"d":"39.0"},36.6,21.07,0.0726,0.24,13.85]
["December",2,"9PM to 10PM",21,"December 2, 2019 21:00","2019-12-02T21:00:00",{"v":57,"d":"57.0"},47.8,{"v":39,"d":"39.0"},36.6,19.36,0.0735,0.24,13.67]
["December",3,"12AM to 1AM",0,"December 3, 2019 0:00","2019-12-03",55.9,45.3,{"v":34,"d":"34.0"},29.9,18.07,0.0737,{"v":0.2,"d":"0.20"},13.62]
["December",3,"1AM to 2AM",1,{"$f":"A8073&\" \"&B8073&\", \"&$D$5&\" \"&D8073&\":00\"","v":"December 3, 2019 1:00"},{"$f":"DATEVALUE(E8073)+TIMEVALUE(E8073)","v":"2019-12-03T01:00:00"},{"v":55,"d":"55.0"},45.6,{"v":36,"d":"36.0"},32.4,18.24,0.0739,0.21,{"v":13.6,"d":"13.60"}]
["December",3,"4AM to 5AM",4,"December 3, 2019 4:00","2019-12-03T04:00:00",{"v":50,"d":"50.0"},42.1,33.1,28.9,16.47,0.0746,0.19,13.46]
["December",3,"8AM to 9AM",8,"December 3, 2019 8:00","2019-12-03T08:00:00",53.1,44.4,35.1,31.2,17.58,0.0742,{"v":0.2,"d":"0.20"},13.55]
["December",3,"12PM to 1PM",12,"December 3, 2019 12:00","2019-12-03T12:00:00",66.9,49.3,30.9,26.3,20.16,0.0722,0.17,{"v":13.9,"d":"13.90"}]
["December",3,"3PM to 4PM",15,"December 3, 2019 15:00","2019-12-03T15:00:00",{"v":70,"d":"70.0"},50.9,{"v":32,"d":"32.0"},27.6,21.11,0.0718,0.18,13.98]
["December",3,"7PM to 8PM",19,"December 3, 2019 19:00","2019-12-03T19:00:00",{"v":64,"d":"64.0"},{"v":49,"d":"49.0"},{"v":34,"d":"34.0"},29.9,20.03,0.0726,{"v":0.2,"d":"0.20"},13.83]
["December",3,"10PM to 11PM",22,"December 3, 2019 22:00","2019-12-03T22:00:00",{"v":61,"d":"61.0"},{"v":48,"d":"48.0"},35.1,31.2,{"v":19.5,"d":"19.50"},{"v":0.073,"d":"0.0730"},{"v":0.2,"d":"0.20"},13.76]
["December",4,"1AM to 2AM",1,"December 4, 2019 1:00","2019-12-04T01:00:00",57.9,45.9,33.1,28.9,18.38,0.0735,0.19,13.67]
["December",4,"2AM to 3AM",2,"December 4, 2019 2:00","2019-12-04T02:00:00",57.9,47.4,{"v":37,"d":"37.0"},33.8,19.16,0.0734,0.22,13.68]
["December",4,"5AM to 6AM",5,"December 4, 2019 5:00","2019-12-04T05:00:00",53.1,51.3,{"v":50,"d":"50.0"},55.8,21.39,{"v":0.074,"d":"0.0740"},0.36,13.62]
["December",4,"10AM to 11AM",10,"December 4, 2019 10:00","2019-12-04T10:00:00",53.1,53.1,53.1,62.6,22.44,{"v":0.074,"d":"0.0740"},0.41,13.64]
["December",4,"1PM to 2PM",13,"December 4, 2019 13:00","2019-12-04T13:00:00",{"v":52,"d":"52.0"},50.3,48.9,53.6,20.78,0.0742,0.35,13.59]
["December",4,"4PM to 5PM",16,"December 4, 2019 16:00","2019-12-04T16:00:00",{"v":50,"d":"50.0"},46.8,44.1,44.5,18.89,0.0745,0.29,13.51]
["December",4,"8PM to 9PM",20,"December 4, 2019 20:00","2019-12-04T20:00:00",48.9,47.4,{"v":46,"d":"46.0"},{"v":48,"d":"48.0"},19.18,0.0746,0.31,13.49]
["December",4,"11PM to 12AM",23,"December 4, 2019 23:00","2019-12-04T23:00:00",{"v":46,"d":"46.0"},{"v":45,"d":"45.0"},44.1,44.5,17.93,0.0751,0.29,{"v":13.4,"d":"13.40"}]
["December",5,"2AM to 3AM",2,"December 5, 2019 2:00","2019-12-05T02:00:00",44.1,43.5,{"v":43,"d":"43.0"},42.7,17.17,0.0754,0.28,13.34]
["December",5,"3AM to 4AM",3,"December 5, 2019 3:00","2019-12-05T03:00:00",{"v":43,"d":"43.0"},{"v":43,"d":"43.0"},{"v":43,"d":"43.0"},42.7,16.91,0.0756,0.28,13.31]
["December",5,"6AM to 7AM",6,"December 5, 2019 6:00","2019-12-05T06:00:00",42.1,42.1,42.1,41.2,16.46,0.0757,0.27,13.29]
["December",5,"11AM to 12PM",11,"December 5, 2019 11:00","2019-12-05T11:00:00",{"v":57,"d":"57.0"},49.1,42.1,41.2,20.09,0.0735,0.27,13.68]
["December",5,"2PM to 3PM",14,"December 5, 2019 14:00","2019-12-05T14:00:00",60.8,47.5,33.8,29.7,19.21,0.0731,0.19,13.75]
["December",5,"5PM to 6PM",17,{"$f":"A8137&\" \"&B8137&\", \"&$D$5&\" \"&D8137&\":00\"","v":"December 5, 2019 17:00"},{"$f":"DATEVALUE(E8137)+TIMEVALUE(E8137)","v":"2019-12-05T17:00:00"},{"v":59,"d":"59.0"},47.5,{"v":36,"d":"36.0"},32.4,{"v":19.2,"d":"19.20"},0.0733,0.21,13.71]
["December",5,"9PM to 10PM",21,"December 5, 2019 21:00","2019-12-05T21:00:00",{"v":50,"d":"50.0"},47.3,{"v":45,"d":"45.0"},46.1,19.14,0.0745,{"v":0.3,"d":"0.30"},13.51]
["December",6,"12AM to 1AM",0,"December 6, 2019 0:00","2019-12-06",46.9,44.9,{"v":43,"d":"43.0"},42.7,17.87,{"v":0.075,"d":"0.0750"},0.28,13.42]
["December",6,"1AM to 2AM",1,"December 6, 2019 1:00","2019-12-06T01:00:00",46.9,44.4,42.1,41.2,17.64,{"v":0.075,"d":"0.0750"},0.27,13.41]
["December",6,"7AM to 8AM",7,"December 6, 2019 7:00","2019-12-06T07:00:00",{"v":46,"d":"46.0"},42.6,{"v":39,"d":"39.0"},36.6,{"v":16.7,"d":"16.70"},0.0751,0.24,13.38]
["December",6,"8AM to 9AM",8,"December 6, 2019 8:00","2019-12-06T08:00:00",48.9,43.1,{"v":37,"d":"37.0"},33.8,16.98,0.0747,0.22,13.44]
["December",6,"12PM to 1PM",12,"December 6, 2019 12:00","2019-12-06T12:00:00",62.1,{"v":50,"d":"50.0"},{"v":39,"d":"39.0"},36.6,20.59,0.0728,0.24,{"v":13.8,"d":"13.80"}]
["December",6,"3PM to 4PM",15,"December 6, 2019 15:00","2019-12-06T15:00:00",{"v":66,"d":"66.0"},48.2,28.9,{"v":24,"d":"24.0"},19.58,0.0724,0.16,13.87]
["December",6,"6PM to 7PM",18,"December 6, 2019 18:00","2019-12-06T18:00:00",{"v":59,"d":"59.0"},50.3,{"v":43,"d":"43.0"},42.7,{"v":20.8,"d":"20.80"},0.0732,0.28,13.74]
["December",6,"10PM to 11PM",22,"December 6, 2019 22:00","2019-12-06T22:00:00",{"v":52,"d":"52.0"},47.2,{"v":43,"d":"43.0"},42.7,19.09,0.0742,0.28,13.55]
["December",7,"1AM to 2AM",1,"December 7, 2019 1:00","2019-12-07T01:00:00",48.9,45.8,{"v":43,"d":"43.0"},42.7,18.35,0.0747,0.28,13.47]
["December",7,"2AM to 3AM",2,"December 7, 2019 2:00","2019-12-07T02:00:00",46.9,44.9,{"v":43,"d":"43.0"},42.7,17.87,{"v":0.075,"d":"0.0750"},0.28,13.42]
["December",7,"8AM to 9AM",8,"December 7, 2019 8:00","2019-12-07T08:00:00",{"v":48,"d":"48.0"},44.5,{"v":41,"d":"41.0"},39.5,17.64,0.0748,0.26,13.44]
["December",7,"9AM to 10AM",9,"December 7, 2019 9:00","2019-12-07T09:00:00",53.1,46.8,{"v":41,"d":"41.0"},39.5,18.86,0.0741,0.26,13.57]
["December",7,"1PM to 2PM",13,"December 7, 2019 13:00","2019-12-07T13:00:00",{"v":68,"d":"68.0"},51.4,{"v":36,"d":"36.0"},32.4,21.37,{"v":0.072,"d":"0.0720"},0.21,13.94]
["December",7,"4PM to 5PM",16,"December 7, 2019 16:00","2019-12-07T16:00:00",{"v":68,"d":"68.0"},53.3,{"v":41,"d":"41.0"},39.5,22.49,{"v":0.072,"d":"0.0720"},0.26,13.97]
["December",7,"8PM to 9PM",20,"December 7, 2019 20:00","2019-12-07T20:00:00",57.9,49.9,{"v":43,"d":"43.0"},42.7,20.53,0.0734,0.28,13.71]
["December",7,"11PM to 12AM",23,"December 7, 2019 23:00","2019-12-07T23:00:00",{"v":59,"d":"59.0"},42.9,21.9,17.2,16.84,0.0734,0.11,13.66]
["December",8,"2AM to 3AM",2,"December 8, 2019 2:00","2019-12-08T02:00:00",57.9,41.7,{"v":19,"d":"19.0"},{"v":15,"d":"15.0"},16.23,0.0736,{"v":0.1,"d":"0.10"},13.62]
["December",8,"5AM to 6AM",5,"December 8, 2019 5:00","2019-12-08T05:00:00",51.1,38.4,19.9,15.6,14.69,0.0745,{"v":0.1,"d":"0.10"},13.45]
["December",8,"7AM to 8AM",7,"December 8, 2019 7:00","2019-12-08T07:00:00",{"v":50,"d":"50.0"},{"v":39,"d":"39.0"},24.1,19.1,14.96,0.0747,0.12,13.43]
["December",8,"10AM to 11AM",{"$f":"IF(D8201+1>23,0,D8201+1)","v":10},"December 8, 2019 10:00","2019-12-08T10:00:00",{"v":61,"d":"61.0"},42.2,{"v":14,"d":"14.0"},11.7,16.46,0.0731,0.08,13.69]
["December",8,"2PM to 3PM",14,"December 8, 2019 14:00","2019-12-08T14:00:00",{"v":68,"d":"68.0"},46.3,{"v":18,"d":"18.0"},14.2,18.54,0.0722,0.09,13.89]
["December",8,"5PM to 6PM",17,"December 8, 2019 17:00","2019-12-08T17:00:00",64.9,45.5,{"v":21,"d":"21.0"},16.5,18.16,0.0726,0.11,13.81]
["December",8,"9PM to 10PM",21,"December 8, 2019 21:00","2019-12-08T21:00:00",55.9,42.9,{"v":27,"d":"27.0"},21.9,16.82,0.0738,0.14,13.59]
["December",9,"12AM to 1AM",0,"December 9, 2019 0:00","2019-12-09",{"v":52,"d":"52.0"},40.9,{"v":27,"d":"27.0"},21.9,15.86,0.0744,0.14,13.49]
["December",9,"3AM to 4AM",3,"December 9, 2019 3:00","2019-12-09T03:00:00",{"v":48,"d":"48.0"},39.5,28.9,{"v":24,"d":"24.0"},15.24,0.0749,0.16,13.39]
["December",9,"6AM to 7AM",6,"December 9, 2019 6:00","2019-12-09T06:00:00",{"v":46,"d":"46.0"},38.2,{"v":28,"d":"28.0"},{"v":23,"d":"23.0"},{"v":14.6,"d":"14.60"},0.0752,0.15,13.34]
["December",9,"8AM to 9AM",8,"December 9, 2019 8:00","2019-12-09T08:00:00",53.1,41.4,{"v":27,"d":"27.0"},21.9,16.12,0.0742,0.14,13.52]
["December",9,"11AM to 12PM",11,"December 9, 2019 11:00","2019-12-09T11:00:00",{"v":64,"d":"64.0"},45.3,21.9,17.2,18.05,0.0727,0.11,13.79]
["December",9,"3PM to 4PM",15,"December 9, 2019 15:00","2019-12-09T15:00:00",{"v":72,"d":"72.0"},48.1,{"v":18,"d":"18.0"},14.2,19.49,0.0716,0.09,13.99]
["December",9,"6PM to 7PM",18,"December 9, 2019 18:00","2019-12-09T18:00:00",{"v":61,"d":"61.0"},44.7,{"v":25,"d":"25.0"},19.9,17.73,0.0731,0.13,13.72]
["December",9,"10PM to 11PM",22,"December 9, 2019 22:00","2019-12-09T22:00:00",55.9,41.2,{"v":21,"d":"21.0"},16.5,15.99,0.0738,0.11,13.58]
["December",10,"1AM to 2AM",1,"December 10, 2019 1:00","2019-12-10T01:00:00",53.1,40.2,{"v":23,"d":"23.0"},18.1,15.55,0.0742,0.12,13.51]
["December",10,"3AM to 4AM",3,"December 10, 2019 3:00","2019-12-10T03:00:00",{"v":52,"d":"52.0"},{"v":40,"d":"40.0"},24.1,19.1,15.43,0.0744,0.12,13.48]
["December",10,"6AM to 7AM",6,"December 10, 2019 6:00","2019-12-10T06:00:00",48.9,{"v":39,"d":"39.0"},26.1,20.9,14.98,0.0748,0.14,13.41]
["December",10,"9AM to 10AM",9,"December 10, 2019 9:00","2019-12-10T09:00:00",{"v":54,"d":"54.0"},43.3,30.9,26.3,17.03,0.0741,0.17,13.55]
["December",10,"1PM to 2PM",13,"December 10, 2019 13:00","2019-12-10T13:00:00",{"v":59,"d":"59.0"},46.1,{"v":32,"d":"32.0"},27.6,18.45,0.0733,0.18,13.69]
["December",10,"4PM to 5PM",16,"December 10, 2019 16:00","2019-12-10T16:00:00",{"v":59,"d":"59.0"},45.7,30.9,26.3,18.25,0.0733,0.17,13.69]
["December",10,"7PM to 8PM",19,"December 10, 2019 19:00","2019-12-10T19:00:00",{"v":54,"d":"54.0"},44.4,{"v":34,"d":"34.0"},29.9,17.59,{"v":0.074,"d":"0.0740"},{"v":0.2,"d":"0.20"},13.57]
["December",10,"11PM to 12AM",23,"December 10, 2019 23:00","2019-12-10T23:00:00",{"v":48,"d":"48.0"},42.3,{"v":36,"d":"36.0"},32.4,16.54,0.0749,0.21,13.42]
["December",11,"12AM to 1AM",0,"December 11, 2019 0:00","2019-12-11",46.9,41.7,{"v":36,"d":"36.0"},32.4,16.28,{"v":0.075,"d":"0.0750"},0.21,13.39]
["December",11,"4AM to 5AM",4,"December 11, 2019 4:00","2019-12-11T04:00:00",46.9,43.4,39.9,37.9,17.13,{"v":0.075,"d":"0.0750"},0.25,{"v":13.4,"d":"13.40"}]
["December",11,"5AM to 6AM",5,"December 11, 2019 5:00","2019-12-11T05:00:00",46.9,43.9,{"v":41,"d":"41.0"},39.5,17.38,{"v":0.075,"d":"0.0750"},0.26,13.41]
["December",11,"6AM to 7AM",6,"December 11, 2019 6:00","2019-12-11T06:00:00",46.9,44.4,42.1,41.2,17.64,{"v":0.075,"d":"0.0750"},0.27,13.41]
["December",11,"7AM to 8AM",7,"December 11, 2019 7:00","2019-12-11T07:00:00",46.9,44.4,42.1,41.2,17.64,{"v":0.075,"d":"0.0750"},0.27,13.41]
["December",11,"8AM to 9AM",8,"December 11, 2019 8:00","2019-12-11T08:00:00",46.9,44.9,{"v":43,"d":"43.0"},42.7,17.87,{"v":0.075,"d":"0.0750"},0.28,13.42]
["December",11,"9AM to 10AM",9,"December 11, 2019 9:00","2019-12-11T09:00:00",{"v":48,"d":"48.0"},{"v":45,"d":"45.0"},42.1,41.2,{"v":17.9,"d":"17.90"},0.0748,0.27,13.44]
["December",11,"10AM to 11AM",10,"December 11, 2019 10:00","2019-12-11T10:00:00",{"v":48,"d":"48.0"},45.9,44.1,44.5,18.41,0.0748,0.29,13.45]
["December",11,"11AM to 12PM",11,"December 11, 2019 11:00","2019-12-11T11:00:00",{"v":48,"d":"48.0"},46.4,{"v":45,"d":"45.0"},46.1,18.66,0.0748,{"v":0.3,"d":"0.30"},13.46]
["December",11,"12PM to 1PM",12,"December 11, 2019 12:00","2019-12-11T12:00:00",{"v":48,"d":"48.0"},46.4,{"v":45,"d":"45.0"},46.1,18.66,0.0748,{"v":0.3,"d":"0.30"},13.46]
["December",11,"1PM to 2PM",13,"December 11, 2019 13:00","2019-12-11T13:00:00",{"v":46,"d":"46.0"},45.5,{"v":45,"d":"45.0"},46.1,18.17,0.0751,{"v":0.3,"d":"0.30"},13.41]
["December",11,"2PM to 3PM",14,"December 11, 2019 14:00","2019-12-11T14:00:00",{"v":46,"d":"46.0"},45.5,{"v":45,"d":"45.0"},46.1,18.17,0.0751,{"v":0.3,"d":"0.30"},13.41]
["December",11,"3PM to 4PM",15,"December 11, 2019 15:00","2019-12-11T15:00:00",{"v":45,"d":"45.0"},44.5,44.1,44.5,17.67,0.0753,0.29,13.37]
["December",11,"4PM to 5PM",16,"December 11, 2019 16:00","2019-12-11T16:00:00",{"v":45,"d":"45.0"},43.9,{"v":43,"d":"43.0"},42.7,17.39,0.0753,0.28,13.37]
["December",11,"5PM to 6PM",17,"December 11, 2019 17:00","2019-12-11T17:00:00",44.1,44.1,44.1,44.5,17.45,0.0754,0.29,13.35]
["December",11,"6PM to 7PM",18,"December 11, 2019 18:00","2019-12-11T18:00:00",{"v":45,"d":"45.0"},44.5,44.1,44.5,17.67,0.0753,0.29,13.37]
["December",11,"7PM to 8PM",19,"December 11, 2019 19:00","2019-12-11T19:00:00",{"v":45,"d":"45.0"},43.9,{"v":43,"d":"43.0"},42.7,17.39,0.0753,0.28,13.37]
["December",11,"8PM to 9PM",20,"December 11, 2019 20:00","2019-12-11T20:00:00",{"v":45,"d":"45.0"},44.5,44.1,44.5,17.67,0.0753,0.29,13.37]
["December",11,"9PM to 10PM",21,"December 11, 2019 21:00","2019-12-11T21:00:00",44.1,43.5,{"v":43,"d":"43.0"},42.7,17.17,0.0754,0.28,13.34]
["December",11,"10PM to 11PM",22,"December 11, 2019 22:00","2019-12-11T22:00:00",{"v":45,"d":"45.0"},43.9,{"v":43,"d":"43.0"},42.7,17.39,0.0753,0.28,13.37]
["December",11,"11PM to 12AM",23,"December 11, 2019 23:00","2019-12-11T23:00:00",{"v":45,"d":"45.0"},43.9,{"v":43,"d":"43.0"},42.7,17.39,0.0753,0.28,13.37]
["December",12,"12AM to 1AM",0,"December 12, 2019 0:00","2019-12-12",44.1,43.5,{"v":43,"d":"43.0"},42.7,17.17,0.0754,0.28,13.34]
["December",12,"1AM to 2AM",1,"December 12, 2019 1:00","2019-12-12T01:00:00",44.1,43.1,42.1,41.2,16.94,0.0754,0.27,13.34]
["December",12,"2AM to 3AM",2,"December 12, 2019 2:00","2019-12-12T02:00:00",{"v":43,"d":"43.0"},42.5,42.1,41.2,16.68,0.0756,0.27,13.31]
["December",12,"3AM to 4AM",3,"December 12, 2019 3:00","2019-12-12T03:00:00",{"v":43,"d":"43.0"},42.5,42.1,41.2,16.68,0.0756,0.27,13.31]
["December",12,"4AM to 5AM",4,"December 12, 2019 4:00","2019-12-12T04:00:00",{"v":43,"d":"43.0"},{"v":43,"d":"43.0"},{"v":43,"d":"43.0"},42.7,16.91,0.0756,0.28,13.31]
["December",12,"5AM to 6AM",5,"December 12, 2019 5:00","2019-12-12T05:00:00",{"v":43,"d":"43.0"},{"v":42,"d":"42.0"},{"v":41,"d":"41.0"},39.5,16.42,0.0756,0.26,{"v":13.3,"d":"13.30"}]
["December",12,"6AM to 7AM",6,"December 12, 2019 6:00","2019-12-12T06:00:00",{"v":43,"d":"43.0"},{"v":42,"d":"42.0"},{"v":41,"d":"41.0"},39.5,16.42,0.0756,0.26,{"v":13.3,"d":"13.30"}]
["December",12,"7AM to 8AM",7,"December 12, 2019 7:00","2019-12-12T07:00:00",44.1,43.1,42.1,41.2,16.94,0.0754,0.27,13.34]
["December",12,"8AM to 9AM",8,"December 12, 2019 8:00","2019-12-12T08:00:00",{"v":45,"d":"45.0"},43.5,42.1,41.2,17.16,0.0753,0.27,13.36]
["December",12,"9AM to 10AM",9,"December 12, 2019 9:00","2019-12-12T09:00:00",46.9,43.9,{"v":41,"d":"41.0"},39.5,17.38,{"v":0.075,"d":"0.0750"},0.26,13.41]
["December",12,"10AM to 11AM",10,"December 12, 2019 10:00","2019-12-12T10:00:00",46.9,43.9,{"v":41,"d":"41.0"},39.5,17.38,{"v":0.075,"d":"0.0750"},0.26,13.41]
["December",12,"11AM to 12PM",11,"December 12, 2019 11:00","2019-12-12T11:00:00",48.9,44.9,{"v":41,"d":"41.0"},39.5,17.86,0.0747,0.26,13.46]
["December",12,"12PM to 1PM",12,"December 12, 2019 12:00","2019-12-12T12:00:00",{"v":50,"d":"50.0"},46.3,{"v":43,"d":"43.0"},42.7,18.61,0.0745,0.28,{"v":13.5,"d":"13.50"}]
["December",12,"1PM to 2PM",13,"December 12, 2019 13:00","2019-12-12T13:00:00",51.1,45.4,39.9,37.9,18.13,0.0744,0.25,13.51]
["December",12,"2PM to 3PM",14,"December 12, 2019 14:00","2019-12-12T14:00:00",{"v":52,"d":"52.0"},46.3,{"v":41,"d":"41.0"},39.5,{"v":18.6,"d":"18.60"},0.0743,0.26,13.54]
["December",12,"3PM to 4PM",15,"December 12, 2019 15:00","2019-12-12T15:00:00",{"v":52,"d":"52.0"},46.3,{"v":41,"d":"41.0"},39.5,{"v":18.6,"d":"18.60"},0.0743,0.26,13.54]
["December",12,"4PM to 5PM",16,"December 12, 2019 16:00","2019-12-12T16:00:00",{"v":52,"d":"52.0"},44.6,{"v":37,"d":"37.0"},33.8,17.72,0.0743,0.22,13.53]
["December",12,"5PM to 6PM",17,"December 12, 2019 17:00","2019-12-12T17:00:00",{"v":50,"d":"50.0"},44.9,39.9,37.9,17.87,0.0746,0.25,13.49]
["December",12,"6PM to 7PM",18,"December 12, 2019 18:00","2019-12-12T18:00:00",{"v":48,"d":"48.0"},{"v":44,"d":"44.0"},39.9,37.9,17.39,0.0748,0.25,13.43]
["December",12,"7PM to 8PM",19,"December 12, 2019 19:00","2019-12-12T19:00:00",46.9,45.4,44.1,44.5,18.15,{"v":0.075,"d":"0.0750"},0.29,13.42]
["December",12,"8PM to 9PM",20,"December 12, 2019 20:00","2019-12-12T20:00:00",{"v":46,"d":"46.0"},43.5,{"v":41,"d":"41.0"},39.5,17.16,0.0751,0.26,13.39]
["December",12,"9PM to 10PM",21,"December 12, 2019 21:00","2019-12-12T21:00:00",44.1,42.5,{"v":41,"d":"41.0"},39.5,16.68,0.0754,0.26,13.33]
["December",12,"10PM to 11PM",22,"December 12, 2019 22:00","2019-12-12T22:00:00",{"v":43,"d":"43.0"},{"v":42,"d":"42.0"},{"v":41,"d":"41.0"},39.5,16.42,0.0756,0.26,{"v":13.3,"d":"13.30"}]
["December",12,"11PM to 12AM",23,"December 12, 2019 23:00","2019-12-12T23:00:00",42.1,41.5,{"v":41,"d":"41.0"},39.5,{"v":16.2,"d":"16.20"},0.0757,0.26,13.28]
["December",13,"12AM to 1AM",0,"December 13, 2019 0:00","2019-12-13",42.1,{"v":41,"d":"41.0"},39.9,37.9,15.95,0.0757,0.25,13.28]
["December",13,"1AM to 2AM",1,"December 13, 2019 1:00","2019-12-13T01:00:00",{"v":41,"d":"41.0"},40.5,39.9,37.9,15.69,0.0759,0.25,13.25]
["December",13,"2AM to 3AM",2,"December 13, 2019 2:00","2019-12-13T02:00:00",39.9,39.5,{"v":39,"d":"39.0"},36.6,15.22,0.0761,0.24,13.21]
["December",13,"3AM to 4AM",3,"December 13, 2019 3:00","2019-12-13T03:00:00",39.9,39.5,{"v":39,"d":"39.0"},36.6,15.22,0.0761,0.24,13.21]
["December",13,"4AM to 5AM",4,"December 13, 2019 4:00","2019-12-13T04:00:00",37.9,37.9,37.9,{"v":35,"d":"35.0"},14.51,0.0764,0.23,13.16]
["December",13,"5AM to 6AM",5,"December 13, 2019 5:00","2019-12-13T05:00:00",{"v":37,"d":"37.0"},{"v":37,"d":"37.0"},{"v":37,"d":"37.0"},33.8,{"v":14.1,"d":"14.10"},0.0765,0.22,13.13]
["December",13,"6AM to 7AM",6,"December 13, 2019 6:00","2019-12-13T06:00:00",37.9,36.6,35.1,31.2,13.92,0.0764,{"v":0.2,"d":"0.20"},13.15]
["December",13,"7AM to 8AM",7,"December 13, 2019 7:00","2019-12-13T07:00:00",{"v":39,"d":"39.0"},38.5,37.9,{"v":35,"d":"35.0"},14.77,0.0762,0.23,13.19]
["December",13,"8AM to 9AM",8,"December 13, 2019 8:00","2019-12-13T08:00:00",42.1,38.4,{"v":34,"d":"34.0"},29.9,14.72,0.0758,{"v":0.2,"d":"0.20"},13.25]
["December",13,"9AM to 10AM",9,"December 13, 2019 9:00","2019-12-13T09:00:00",44.1,39.5,{"v":34,"d":"34.0"},29.9,{"v":15.2,"d":"15.20"},0.0755,{"v":0.2,"d":"0.20"},{"v":13.3,"d":"13.30"}]
["December",13,"10AM to 11AM",10,"December 13, 2019 10:00","2019-12-13T10:00:00",{"v":48,"d":"48.0"},41.1,33.1,28.9,15.99,0.0749,0.19,13.41]
["December",13,"11AM to 12PM",11,"December 13, 2019 11:00","2019-12-13T11:00:00",51.1,40.8,{"v":28,"d":"28.0"},{"v":23,"d":"23.0"},15.82,0.0745,0.15,13.47]
["December",13,"12PM to 1PM",12,"December 13, 2019 12:00","2019-12-13T12:00:00",51.1,39.8,{"v":25,"d":"25.0"},19.9,15.35,0.0745,0.13,13.46]
["December",13,"1PM to 2PM",13,"December 13, 2019 13:00","2019-12-13T13:00:00",{"v":54,"d":"54.0"},41.9,{"v":27,"d":"27.0"},21.9,16.34,0.0741,0.14,13.54]
["December",13,"2PM to 3PM",14,"December 13, 2019 14:00","2019-12-13T14:00:00",53.1,40.5,24.1,19.1,15.69,0.0742,0.12,13.51]
["December",13,"3PM to 4PM",15,"December 13, 2019 15:00","2019-12-13T15:00:00",{"v":54,"d":"54.0"},41.3,{"v":25,"d":"25.0"},19.9,16.04,0.0741,0.13,13.53]
["December",13,"4PM to 5PM",16,"December 13, 2019 16:00","2019-12-13T16:00:00",53.1,42.5,{"v":30,"d":"30.0"},25.2,16.64,0.0742,0.16,13.53]
["December",13,"5PM to 6PM",17,{"$f":"A8329&\" \"&B8329&\", \"&$D$5&\" \"&D8329&\":00\"","v":"December 13, 2019 17:00"},{"$f":"DATEVALUE(E8329)+TIMEVALUE(E8329)","v":"2019-12-13T17:00:00"},{"v":50,"d":"50.0"},42.1,33.1,28.9,16.47,0.0746,0.19,13.46]
["December",13,"6PM to 7PM",{"$f":"IF(D8329+1>23,0,D8329+1)","v":18},"December 13, 2019 18:00","2019-12-13T18:00:00",{"v":50,"d":"50.0"},42.1,33.1,28.9,16.47,0.0746,0.19,13.46]
["December",13,"7PM to 8PM",19,"December 13, 2019 19:00","2019-12-13T19:00:00",{"v":46,"d":"46.0"},42.1,37.9,{"v":35,"d":"35.0"},16.47,0.0752,0.23,13.37]
["December",13,"8PM to 9PM",20,"December 13, 2019 20:00","2019-12-13T20:00:00",46.9,41.4,35.1,31.2,{"v":16.1,"d":"16.10"},{"v":0.075,"d":"0.0750"},{"v":0.2,"d":"0.20"},13.38]
["December",13,"9PM to 10PM",21,"December 13, 2019 21:00","2019-12-13T21:00:00",44.1,39.9,35.1,31.2,{"v":15.4,"d":"15.40"},0.0755,{"v":0.2,"d":"0.20"},13.31]
["December",13,"10PM to 11PM",22,"December 13, 2019 22:00","2019-12-13T22:00:00",{"v":43,"d":"43.0"},39.3,35.1,31.2,15.14,0.0756,{"v":0.2,"d":"0.20"},13.28]
["December",13,"11PM to 12AM",23,"December 13, 2019 23:00","2019-12-13T23:00:00",42.1,38.4,{"v":34,"d":"34.0"},29.9,14.72,0.0758,{"v":0.2,"d":"0.20"},13.25]
["December",14,"12AM to 1AM",0,"December 14, 2019 0:00","2019-12-14",{"v":41,"d":"41.0"},37.5,33.1,28.9,14.29,{"v":0.076,"d":"0.0760"},0.19,13.22]
["December",14,"1AM to 2AM",1,"December 14, 2019 1:00","2019-12-14T01:00:00",{"v":39,"d":"39.0"},36.4,33.1,28.9,13.81,0.0763,0.19,13.17]
["December",14,"2AM to 3AM",2,"December 14, 2019 2:00","2019-12-14T02:00:00",{"v":39,"d":"39.0"},{"v":36,"d":"36.0"},{"v":32,"d":"32.0"},27.6,13.62,0.0763,0.18,13.16]
["December",14,"3AM to 4AM",3,"December 14, 2019 3:00","2019-12-14T03:00:00",{"v":37,"d":"37.0"},34.9,{"v":32,"d":"32.0"},27.6,13.15,0.0766,0.18,13.11]
["December",14,"4AM to 5AM",4,"December 14, 2019 4:00","2019-12-14T04:00:00",{"v":37,"d":"37.0"},35.3,33.1,28.9,13.34,0.0766,0.19,13.12]
["December",14,"5AM to 6AM",5,"December 14, 2019 5:00","2019-12-14T05:00:00",{"v":37,"d":"37.0"},35.3,33.1,28.9,13.34,0.0766,0.19,13.12]
["December",14,"6AM to 7AM",6,"December 14, 2019 6:00","2019-12-14T06:00:00",{"v":36,"d":"36.0"},34.3,{"v":32,"d":"32.0"},27.6,12.88,0.0767,0.18,13.08]
["December",14,"7AM to 8AM",7,"December 14, 2019 7:00","2019-12-14T07:00:00",{"v":39,"d":"39.0"},35.1,{"v":30,"d":"30.0"},25.2,13.25,0.0763,0.16,13.16]
["December",14,"8AM to 9AM",8,"December 14, 2019 8:00","2019-12-14T08:00:00",42.1,37.6,{"v":32,"d":"32.0"},27.6,14.36,0.0758,0.18,13.25]
["December",14,"9AM to 10AM",9,"December 14, 2019 9:00","2019-12-14T09:00:00",{"v":46,"d":"46.0"},39.7,{"v":32,"d":"32.0"},27.6,15.32,0.0752,0.18,13.35]
["December",14,"10AM to 11AM",10,"December 14, 2019 10:00","2019-12-14T10:00:00",{"v":48,"d":"48.0"},41.1,33.1,28.9,15.99,0.0749,0.19,13.41]
["December",14,"11AM to 12PM",11,"December 14, 2019 11:00","2019-12-14T11:00:00",51.1,41.9,30.9,26.3,16.33,0.0745,0.17,13.48]
["December",14,"12PM to 1PM",12,"December 14, 2019 12:00","2019-12-14T12:00:00",{"v":54,"d":"54.0"},43.3,30.9,26.3,17.03,0.0741,0.17,13.55]
["December",14,"1PM to 2PM",13,"December 14, 2019 13:00","2019-12-14T13:00:00",{"v":54,"d":"54.0"},44.1,33.1,28.9,17.43,{"v":0.074,"d":"0.0740"},0.19,13.56]
["December",14,"2PM to 3PM",14,"December 14, 2019 14:00","2019-12-14T14:00:00",{"v":54,"d":"54.0"},43.7,{"v":32,"d":"32.0"},27.6,17.24,{"v":0.074,"d":"0.0740"},0.18,13.56]
["December",14,"3PM to 4PM",15,"December 14, 2019 15:00","2019-12-14T15:00:00",55.9,{"v":45,"d":"45.0"},33.1,28.9,17.91,0.0738,0.19,13.61]
["December",14,"4PM to 5PM",16,"December 14, 2019 16:00","2019-12-14T16:00:00",{"v":55,"d":"55.0"},44.6,33.1,28.9,17.69,0.0739,0.19,13.59]
["December",14,"5PM to 6PM",17,"December 14, 2019 17:00","2019-12-14T17:00:00",53.1,43.6,33.1,28.9,17.21,0.0742,0.19,13.54]
["December",14,"6PM to 7PM",18,"December 14, 2019 18:00","2019-12-14T18:00:00",53.1,{"v":44,"d":"44.0"},{"v":34,"d":"34.0"},29.9,17.37,0.0742,{"v":0.2,"d":"0.20"},13.54]
["December",14,"7PM to 8PM",19,"December 14, 2019 19:00","2019-12-14T19:00:00",{"v":52,"d":"52.0"},43.8,35.1,31.2,17.32,0.0743,{"v":0.2,"d":"0.20"},13.52]
["December",14,"8PM to 9PM",20,"December 14, 2019 20:00","2019-12-14T20:00:00",48.9,43.1,{"v":37,"d":"37.0"},33.8,16.98,0.0747,0.22,13.44]
["December",14,"9PM to 10PM",21,"December 14, 2019 21:00","2019-12-14T21:00:00",48.9,42.7,{"v":36,"d":"36.0"},32.4,16.76,0.0747,0.21,13.44]
["December",14,"10PM to 11PM",22,"December 14, 2019 22:00","2019-12-14T22:00:00",{"v":48,"d":"48.0"},42.3,{"v":36,"d":"36.0"},32.4,16.54,0.0749,0.21,13.42]
["December",14,"11PM to 12AM",23,"December 14, 2019 23:00","2019-12-14T23:00:00",{"v":46,"d":"46.0"},42.1,37.9,{"v":35,"d":"35.0"},16.47,0.0752,0.23,13.37]
["December",15,"12AM to 1AM",0,"December 15, 2019 0:00","2019-12-15",{"v":46,"d":"46.0"},42.1,37.9,{"v":35,"d":"35.0"},16.47,0.0752,0.23,13.37]
["December",15,"1AM to 2AM",1,"December 15, 2019 1:00","2019-12-15T01:00:00",{"v":48,"d":"48.0"},41.9,35.1,31.2,16.36,0.0749,{"v":0.2,"d":"0.20"},13.41]
["December",15,"2AM to 3AM",2,"December 15, 2019 2:00","2019-12-15T02:00:00",46.9,41.7,{"v":36,"d":"36.0"},32.4,16.28,{"v":0.075,"d":"0.0750"},0.21,13.39]
["December",15,"3AM to 4AM",3,"December 15, 2019 3:00","2019-12-15T03:00:00",{"v":45,"d":"45.0"},42.5,39.9,37.9,16.65,0.0753,0.25,13.35]
["December",15,"4AM to 5AM",4,"December 15, 2019 4:00","2019-12-15T04:00:00",{"v":45,"d":"45.0"},42.5,39.9,37.9,16.65,0.0753,0.25,13.35]
["December",15,"5AM to 6AM",5,"December 15, 2019 5:00","2019-12-15T05:00:00",44.1,42.5,{"v":41,"d":"41.0"},39.5,16.68,0.0754,0.26,13.33]
["December",15,"6AM to 7AM",6,"December 15, 2019 6:00","2019-12-15T06:00:00",42.1,41.5,{"v":41,"d":"41.0"},39.5,{"v":16.2,"d":"16.20"},0.0757,0.26,13.28]
["December",15,"7AM to 8AM",7,"December 15, 2019 7:00","2019-12-15T07:00:00",{"v":41,"d":"41.0"},40.5,39.9,37.9,15.69,0.0759,0.25,13.25]
["December",15,"8AM to 9AM",8,"December 15, 2019 8:00","2019-12-15T08:00:00",44.1,42.5,{"v":41,"d":"41.0"},39.5,16.68,0.0754,0.26,13.33]
["December",15,"9AM to 10AM",9,"December 15, 2019 9:00","2019-12-15T09:00:00",{"v":46,"d":"46.0"},{"v":43,"d":"43.0"},39.9,37.9,16.91,0.0751,0.25,13.38]
["December",15,"10AM to 11AM",10,"December 15, 2019 10:00","2019-12-15T10:00:00",48.9,44.9,{"v":41,"d":"41.0"},39.5,17.86,0.0747,0.26,13.46]
["December",15,"11AM to 12PM",11,"December 15, 2019 11:00","2019-12-15T11:00:00",48.9,{"v":44,"d":"44.0"},{"v":39,"d":"39.0"},36.6,{"v":17.4,"d":"17.40"},0.0747,0.24,13.45]
["December",15,"12PM to 1PM",12,"December 15, 2019 12:00","2019-12-15T12:00:00",51.1,44.2,{"v":37,"d":"37.0"},33.8,{"v":17.5,"d":"17.50"},0.0744,0.22,{"v":13.5,"d":"13.50"}]
["December",15,"1PM to 2PM",13,"December 15, 2019 13:00","2019-12-15T13:00:00",53.1,45.1,{"v":37,"d":"37.0"},33.8,17.98,0.0741,0.22,13.55]
["December",15,"2PM to 3PM",14,"December 15, 2019 14:00","2019-12-15T14:00:00",{"v":54,"d":"54.0"},44.1,33.1,28.9,17.43,{"v":0.074,"d":"0.0740"},0.19,13.56]
["December",15,"3PM to 4PM",15,"December 15, 2019 15:00","2019-12-15T15:00:00",{"v":54,"d":"54.0"},43.3,30.9,26.3,17.03,0.0741,0.17,13.55]
["December",15,"4PM to 5PM",16,"December 15, 2019 16:00","2019-12-15T16:00:00",{"v":54,"d":"54.0"},42.9,{"v":30,"d":"30.0"},25.2,16.86,0.0741,0.16,13.55]
["December",15,"5PM to 6PM",17,"December 15, 2019 17:00","2019-12-15T17:00:00",{"v":52,"d":"52.0"},43.4,{"v":34,"d":"34.0"},29.9,17.11,0.0743,{"v":0.2,"d":"0.20"},13.51]
["December",15,"6PM to 7PM",18,"December 15, 2019 18:00","2019-12-15T18:00:00",51.1,44.6,37.9,{"v":35,"d":"35.0"},17.69,0.0744,0.23,13.51]
["December",15,"7PM to 8PM",19,"December 15, 2019 19:00","2019-12-15T19:00:00",{"v":50,"d":"50.0"},{"v":41,"d":"41.0"},{"v":30,"d":"30.0"},25.2,{"v":15.9,"d":"15.90"},0.0746,0.16,13.45]
["December",15,"8PM to 9PM",20,"December 15, 2019 20:00","2019-12-15T20:00:00",{"v":50,"d":"50.0"},38.6,{"v":23,"d":"23.0"},18.1,14.81,0.0747,0.12,13.42]
["December",15,"9PM to 10PM",21,"December 15, 2019 21:00","2019-12-15T21:00:00",46.9,37.6,{"v":25,"d":"25.0"},19.9,14.35,0.0751,0.13,13.35]
["December",15,"10PM to 11PM",22,"December 15, 2019 22:00","2019-12-15T22:00:00",{"v":45,"d":"45.0"},37.6,{"v":28,"d":"28.0"},{"v":23,"d":"23.0"},14.34,0.0754,0.15,13.31]
["December",15,"11PM to 12AM",23,"December 15, 2019 23:00","2019-12-15T23:00:00",{"v":45,"d":"45.0"},41.6,37.9,{"v":35,"d":"35.0"},16.21,0.0753,0.23,13.34]
["December",16,"12AM to 1AM",0,"December 16, 2019 0:00","2019-12-16",{"v":43,"d":"43.0"},38.9,{"v":34,"d":"34.0"},29.9,14.94,0.0756,{"v":0.2,"d":"0.20"},13.28]
["December",16,"1AM to 2AM",1,"December 16, 2019 1:00","2019-12-16T01:00:00",{"v":41,"d":"41.0"},37.5,33.1,28.9,14.29,{"v":0.076,"d":"0.0760"},0.19,13.22]
["December",16,"2AM to 3AM",2,"December 16, 2019 2:00","2019-12-16T02:00:00",{"v":41,"d":"41.0"},33.7,{"v":23,"d":"23.0"},18.1,12.64,{"v":0.076,"d":"0.0760"},0.12,13.19]
["December",16,"3AM to 4AM",3,"December 16, 2019 3:00","2019-12-16T03:00:00",{"v":39,"d":"39.0"},32.6,{"v":23,"d":"23.0"},18.1,12.16,0.0763,0.12,13.14]
["December",16,"4AM to 5AM",4,"December 16, 2019 4:00","2019-12-16T04:00:00",37.9,31.9,24.1,19.1,12.05,0.0765,0.12,13.11]
["December",16,"5AM to 6AM",5,"December 16, 2019 5:00","2019-12-16T05:00:00",{"v":39,"d":"39.0"},31.1,19.9,15.6,11.78,0.0763,{"v":0.1,"d":"0.10"},13.13]
["December",16,"6AM to 7AM",6,"December 16, 2019 6:00","2019-12-16T06:00:00",37.9,30.6,19.9,15.6,11.52,0.0765,{"v":0.1,"d":"0.10"},{"v":13.1,"d":"13.10"}]
["December",16,"7AM to 8AM",7,"December 16, 2019 7:00","2019-12-16T07:00:00",37.9,31.2,21.9,17.2,11.76,0.0765,0.11,{"v":13.1,"d":"13.10"}]
["December",16,"8AM to 9AM",8,"December 16, 2019 8:00","2019-12-16T08:00:00",{"v":41,"d":"41.0"},{"v":34,"d":"34.0"},24.1,19.1,12.79,{"v":0.076,"d":"0.0760"},0.12,13.19]
["December",16,"9AM to 10AM",9,{"$f":"A8393&\" \"&B8393&\", \"&$D$5&\" \"&D8393&\":00\"","v":"December 16, 2019 9:00"},{"$f":"DATEVALUE(E8393)+TIMEVALUE(E8393)","v":"2019-12-16T09:00:00"},44.1,35.1,21.9,17.2,13.23,0.0756,0.11,13.27]
["December",16,"10AM to 11AM",{"$f":"IF(D8393+1>23,0,D8393+1)","v":10},"December 16, 2019 10:00","2019-12-16T10:00:00",46.9,36.7,21.9,17.2,13.93,0.0751,0.11,13.34]
["December",16,"11AM to 12PM",11,"December 16, 2019 11:00","2019-12-16T11:00:00",{"v":50,"d":"50.0"},38.3,21.9,17.2,14.67,0.0747,0.11,13.42]
["December",16,"12PM to 1PM",12,"December 16, 2019 12:00","2019-12-16T12:00:00",{"v":54,"d":"54.0"},40.4,21.9,17.2,15.62,0.0741,0.11,13.53]
["December",16,"1PM to 2PM",13,"December 16, 2019 13:00","2019-12-16T13:00:00",55.9,41.2,{"v":21,"d":"21.0"},16.5,15.99,0.0738,0.11,13.58]
["December",16,"2PM to 3PM",14,"December 16, 2019 14:00","2019-12-16T14:00:00",{"v":57,"d":"57.0"},{"v":41,"d":"41.0"},{"v":18,"d":"18.0"},14.2,15.89,0.0737,0.09,{"v":13.6,"d":"13.60"}]
["December",16,"3PM to 4PM",15,"December 16, 2019 15:00","2019-12-16T15:00:00",57.9,41.4,{"v":18,"d":"18.0"},14.2,16.11,0.0736,0.09,13.62]
["December",16,"4PM to 5PM",16,"December 16, 2019 16:00","2019-12-16T16:00:00",57.9,41.2,17.1,13.6,16.02,0.0736,0.09,13.62]
["December",16,"5PM to 6PM",17,"December 16, 2019 17:00","2019-12-16T17:00:00",{"v":55,"d":"55.0"},40.7,{"v":21,"d":"21.0"},16.5,15.77,{"v":0.074,"d":"0.0740"},0.11,13.55]
["December",16,"6PM to 7PM",18,"December 16, 2019 18:00","2019-12-16T18:00:00",51.1,40.4,{"v":27,"d":"27.0"},21.9,15.65,0.0745,0.14,13.46]
["December",16,"7PM to 8PM",19,"December 16, 2019 19:00","2019-12-16T19:00:00",48.9,39.3,{"v":27,"d":"27.0"},21.9,15.13,0.0748,0.14,13.41]
["December",16,"8PM to 9PM",20,"December 16, 2019 20:00","2019-12-16T20:00:00",48.9,40.4,{"v":30,"d":"30.0"},25.2,15.64,0.0748,0.16,13.42]
["December",16,"9PM to 10PM",21,"December 16, 2019 21:00","2019-12-16T21:00:00",{"v":48,"d":"48.0"},38.2,{"v":25,"d":"25.0"},19.9,14.61,{"v":0.075,"d":"0.0750"},0.13,13.38]
["December",16,"10PM to 11PM",22,"December 16, 2019 22:00","2019-12-16T22:00:00",{"v":46,"d":"46.0"},36.8,24.1,19.1,{"v":14,"d":"14.00"},0.0753,0.12,13.32]
["December",16,"11PM to 12AM",23,"December 16, 2019 23:00","2019-12-16T23:00:00",44.1,{"v":36,"d":"36.0"},{"v":25,"d":"25.0"},19.9,13.65,0.0755,0.13,13.27]
["December",17,"12AM to 1AM",0,"December 17, 2019 0:00","2019-12-17",44.1,36.7,{"v":27,"d":"27.0"},21.9,13.95,0.0755,0.14,13.28]
["December",17,"1AM to 2AM",1,"December 17, 2019 1:00","2019-12-17T01:00:00",42.1,37.2,30.9,26.3,14.16,0.0758,0.17,13.24]
["December",17,"2AM to 3AM",2,"December 17, 2019 2:00","2019-12-17T02:00:00",42.1,36.8,{"v":30,"d":"30.0"},25.2,13.99,0.0758,0.16,13.24]
["December",17,"3AM to 4AM",3,"December 17, 2019 3:00","2019-12-17T03:00:00",{"v":41,"d":"41.0"},36.2,{"v":30,"d":"30.0"},25.2,13.73,{"v":0.076,"d":"0.0760"},0.16,13.21]
["December",17,"4AM to 5AM",4,"December 17, 2019 4:00","2019-12-17T04:00:00",{"v":39,"d":"39.0"},36.4,33.1,28.9,13.81,0.0763,0.19,13.17]
["December",17,"5AM to 6AM",5,"December 17, 2019 5:00","2019-12-17T05:00:00",{"v":39,"d":"39.0"},35.5,30.9,26.3,13.42,0.0763,0.17,13.16]
["December",17,"6AM to 7AM",6,"December 17, 2019 6:00","2019-12-17T06:00:00",{"v":39,"d":"39.0"},35.1,{"v":30,"d":"30.0"},25.2,13.25,0.0763,0.16,13.16]
["December",17,"7AM to 8AM",7,"December 17, 2019 7:00","2019-12-17T07:00:00",39.9,35.6,{"v":30,"d":"30.0"},25.2,13.47,0.0761,0.16,13.18]
["December",17,"8AM to 9AM",8,"December 17, 2019 8:00","2019-12-17T08:00:00",{"v":45,"d":"45.0"},38.4,{"v":30,"d":"30.0"},25.2,14.69,0.0754,0.16,13.31]
["December",17,"9AM to 10AM",9,"December 17, 2019 9:00","2019-12-17T09:00:00",46.9,{"v":38,"d":"38.0"},26.1,20.9,14.51,0.0751,0.14,13.35]
["December",17,"10AM to 11AM",10,"December 17, 2019 10:00","2019-12-17T10:00:00",51.1,39.8,{"v":25,"d":"25.0"},19.9,15.35,0.0745,0.13,13.46]
["December",17,"11AM to 12PM",11,"December 17, 2019 11:00","2019-12-17T11:00:00",{"v":55,"d":"55.0"},42.4,{"v":27,"d":"27.0"},21.9,{"v":16.6,"d":"16.60"},0.0739,0.14,13.57]
["December",17,"12PM to 1PM",12,"December 17, 2019 12:00","2019-12-17T12:00:00",{"v":57,"d":"57.0"},43.4,{"v":27,"d":"27.0"},21.9,17.08,0.0736,0.14,13.62]
["December",17,"1PM to 2PM",13,"December 17, 2019 13:00","2019-12-17T13:00:00",{"v":59,"d":"59.0"},44.3,{"v":27,"d":"27.0"},21.9,17.56,0.0734,0.14,13.67]
["December",17,"2PM to 3PM",14,"December 17, 2019 14:00","2019-12-17T14:00:00",{"v":63,"d":"63.0"},46.2,{"v":27,"d":"27.0"},21.9,18.51,0.0728,0.14,13.78]
["December",17,"3PM to 4PM",15,"December 17, 2019 15:00","2019-12-17T15:00:00",{"v":63,"d":"63.0"},46.5,{"v":28,"d":"28.0"},{"v":23,"d":"23.0"},18.69,0.0728,0.15,13.78]
["December",17,"4PM to 5PM",16,"December 17, 2019 16:00","2019-12-17T16:00:00",62.1,46.1,{"v":28,"d":"28.0"},{"v":23,"d":"23.0"},18.47,0.0729,0.15,13.76]
["December",17,"5PM to 6PM",17,"December 17, 2019 17:00","2019-12-17T17:00:00",60.1,44.6,26.1,20.9,17.68,0.0732,0.14,{"v":13.7,"d":"13.70"}]
["December",17,"6PM to 7PM",18,"December 17, 2019 18:00","2019-12-17T18:00:00",57.9,44.5,28.9,{"v":24,"d":"24.0"},17.63,0.0735,0.16,13.65]
["December",17,"7PM to 8PM",19,"December 17, 2019 19:00","2019-12-17T19:00:00",{"v":54,"d":"54.0"},43.7,{"v":32,"d":"32.0"},27.6,17.24,{"v":0.074,"d":"0.0740"},0.18,13.56]
["December",17,"8PM to 9PM",20,"December 17, 2019 20:00","2019-12-17T20:00:00",{"v":50,"d":"50.0"},42.9,35.1,31.2,16.84,0.0746,{"v":0.2,"d":"0.20"},13.47]
["December",17,"9PM to 10PM",21,"December 17, 2019 21:00","2019-12-17T21:00:00",{"v":48,"d":"48.0"},42.3,{"v":36,"d":"36.0"},32.4,16.54,0.0749,0.21,13.42]
["December",17,"10PM to 11PM",22,"December 17, 2019 22:00","2019-12-17T22:00:00",48.9,41.2,{"v":32,"d":"32.0"},27.6,16.02,0.0748,0.18,13.43]
["December",17,"11PM to 12AM",23,"December 17, 2019 23:00","2019-12-17T23:00:00",{"v":48,"d":"48.0"},40.7,{"v":32,"d":"32.0"},27.6,{"v":15.8,"d":"15.80"},0.0749,0.18,{"v":13.4,"d":"13.40"}]
["December",18,"12AM to 1AM",0,"December 18, 2019 0:00","2019-12-18",{"v":46,"d":"46.0"},41.3,{"v":36,"d":"36.0"},32.4,16.06,0.0752,0.21,13.36]
["December",18,"1AM to 2AM",1,"December 18, 2019 1:00","2019-12-18T01:00:00",44.1,39.1,33.1,28.9,15.03,0.0755,0.19,{"v":13.3,"d":"13.30"}]
["December",18,"2AM to 3AM",2,"December 18, 2019 2:00","2019-12-18T02:00:00",42.1,38.9,35.1,31.2,14.92,0.0758,{"v":0.2,"d":"0.20"},13.26]
["December",18,"3AM to 4AM",3,"December 18, 2019 3:00","2019-12-18T03:00:00",{"v":43,"d":"43.0"},38.5,33.1,28.9,14.77,0.0757,0.19,13.27]
["December",18,"4AM to 5AM",4,"December 18, 2019 4:00","2019-12-18T04:00:00",42.1,38.4,{"v":34,"d":"34.0"},29.9,14.72,0.0758,{"v":0.2,"d":"0.20"},13.25]
["December",18,"5AM to 6AM",5,"December 18, 2019 5:00","2019-12-18T05:00:00",{"v":41,"d":"41.0"},37.8,{"v":34,"d":"34.0"},29.9,14.46,0.0759,{"v":0.2,"d":"0.20"},13.22]
["December",18,"6AM to 7AM",6,"December 18, 2019 6:00","2019-12-18T06:00:00",{"v":41,"d":"41.0"},37.8,{"v":34,"d":"34.0"},29.9,14.46,0.0759,{"v":0.2,"d":"0.20"},13.22]
["December",18,"7AM to 8AM",7,"December 18, 2019 7:00","2019-12-18T07:00:00",{"v":41,"d":"41.0"},38.3,35.1,31.2,14.66,0.0759,{"v":0.2,"d":"0.20"},13.23]
["December",18,"8AM to 9AM",8,"December 18, 2019 8:00","2019-12-18T08:00:00",44.1,38.7,{"v":32,"d":"32.0"},27.6,14.84,0.0755,0.18,{"v":13.3,"d":"13.30"}]
["December",18,"9AM to 10AM",9,"December 18, 2019 9:00","2019-12-18T09:00:00",48.9,40.8,30.9,26.3,15.81,0.0748,0.17,13.42]
["December",18,"10AM to 11AM",10,"December 18, 2019 10:00","2019-12-18T10:00:00",53.1,42.8,30.9,26.3,16.81,0.0742,0.17,13.53]
["December",18,"11AM to 12PM",11,"December 18, 2019 11:00","2019-12-18T11:00:00",{"v":55,"d":"55.0"},43.1,28.9,{"v":24,"d":"24.0"},16.93,0.0739,0.16,13.58]
["December",18,"12PM to 1PM",12,"December 18, 2019 12:00","2019-12-18T12:00:00",57.9,44.5,28.9,{"v":24,"d":"24.0"},17.63,0.0735,0.16,13.65]
["December",18,"1PM to 2PM",13,"December 18, 2019 13:00","2019-12-18T13:00:00",{"v":63,"d":"63.0"},47.2,{"v":30,"d":"30.0"},25.2,19.04,0.0728,0.16,13.79]
["December",18,"2PM to 3PM",14,"December 18, 2019 14:00","2019-12-18T14:00:00",{"v":63,"d":"63.0"},45.9,26.1,20.9,18.37,0.0728,0.14,13.78]
["December",18,"3PM to 4PM",15,"December 18, 2019 15:00","2019-12-18T15:00:00",{"v":64,"d":"64.0"},46.7,{"v":27,"d":"27.0"},21.9,18.77,0.0727,0.14,13.81]
["December",18,"4PM to 5PM",16,"December 18, 2019 16:00","2019-12-18T16:00:00",{"v":64,"d":"64.0"},47.7,{"v":30,"d":"30.0"},25.2,{"v":19.3,"d":"19.30"},0.0726,0.16,13.82]
["December",18,"5PM to 6PM",17,"December 18, 2019 17:00","2019-12-18T17:00:00",60.1,46.9,33.1,28.9,18.91,0.0732,0.19,13.72]
["December",18,"6PM to 7PM",18,"December 18, 2019 18:00","2019-12-18T18:00:00",{"v":57,"d":"57.0"},45.8,{"v":34,"d":"34.0"},29.9,18.33,0.0736,{"v":0.2,"d":"0.20"},13.65]
["December",18,"7PM to 8PM",19,"December 18, 2019 19:00","2019-12-18T19:00:00",53.1,45.9,{"v":39,"d":"39.0"},36.6,18.41,0.0741,0.24,13.56]
["December",18,"8PM to 9PM",20,"December 18, 2019 20:00","2019-12-18T20:00:00",53.1,44.7,{"v":36,"d":"36.0"},32.4,17.76,0.0741,0.21,13.55]
["December",18,"9PM to 10PM",21,"December 18, 2019 21:00","2019-12-18T21:00:00",51.1,43.4,35.1,31.2,{"v":17.1,"d":"17.10"},0.0744,{"v":0.2,"d":"0.20"},13.49]
["December",18,"10PM to 11PM",22,"December 18, 2019 22:00","2019-12-18T22:00:00",{"v":48,"d":"48.0"},42.3,{"v":36,"d":"36.0"},32.4,16.54,0.0749,0.21,13.42]
["December",18,"11PM to 12AM",23,"December 18, 2019 23:00","2019-12-18T23:00:00",46.9,41.4,35.1,31.2,{"v":16.1,"d":"16.10"},{"v":0.075,"d":"0.0750"},{"v":0.2,"d":"0.20"},13.38]
["December",19,"12AM to 1AM",0,"December 19, 2019 0:00","2019-12-19",{"v":45,"d":"45.0"},40.3,35.1,31.2,15.62,0.0753,{"v":0.2,"d":"0.20"},13.33]
["December",19,"1AM to 2AM",1,{"$f":"A8457&\" \"&B8457&\", \"&$D$5&\" \"&D8457&\":00\"","v":"December 19, 2019 1:00"},{"$f":"DATEVALUE(E8457)+TIMEVALUE(E8457)","v":"2019-12-19T01:00:00"},{"v":45,"d":"45.0"},40.7,{"v":36,"d":"36.0"},32.4,{"v":15.8,"d":"15.80"},0.0753,0.21,13.34]
["December",19,"2AM to 3AM",{"$f":"IF(D8457+1>23,0,D8457+1)","v":2},"December 19, 2019 2:00","2019-12-19T02:00:00",{"v":43,"d":"43.0"},39.7,{"v":36,"d":"36.0"},32.4,15.32,0.0756,0.21,13.28]
["December",19,"3AM to 4AM",3,"December 19, 2019 3:00","2019-12-19T03:00:00",{"v":43,"d":"43.0"},39.7,{"v":36,"d":"36.0"},32.4,15.32,0.0756,0.21,13.28]
["December",19,"4AM to 5AM",4,"December 19, 2019 4:00","2019-12-19T04:00:00",{"v":43,"d":"43.0"},39.3,35.1,31.2,15.14,0.0756,{"v":0.2,"d":"0.20"},13.28]
["December",19,"5AM to 6AM",5,"December 19, 2019 5:00","2019-12-19T05:00:00",{"v":41,"d":"41.0"},38.7,{"v":36,"d":"36.0"},32.4,14.84,0.0759,0.21,13.23]
["December",19,"6AM to 7AM",6,"December 19, 2019 6:00","2019-12-19T06:00:00",39.9,38.1,{"v":36,"d":"36.0"},32.4,14.58,0.0761,0.21,{"v":13.2,"d":"13.20"}]
["December",19,"7AM to 8AM",7,"December 19, 2019 7:00","2019-12-19T07:00:00",{"v":41,"d":"41.0"},38.7,{"v":36,"d":"36.0"},32.4,14.84,0.0759,0.21,13.23]
["December",19,"8AM to 9AM",8,"December 19, 2019 8:00","2019-12-19T08:00:00",{"v":46,"d":"46.0"},41.3,{"v":36,"d":"36.0"},32.4,16.06,0.0752,0.21,13.36]
["December",19,"9AM to 10AM",9,"December 19, 2019 9:00","2019-12-19T09:00:00",{"v":52,"d":"52.0"},42.7,{"v":32,"d":"32.0"},27.6,16.76,0.0743,0.18,13.51]
["December",19,"10AM to 11AM",10,"December 19, 2019 10:00","2019-12-19T10:00:00",{"v":57,"d":"57.0"},{"v":44,"d":"44.0"},28.9,{"v":24,"d":"24.0"},17.41,0.0736,0.16,13.63]
["December",19,"11AM to 12PM",11,"December 19, 2019 11:00","2019-12-19T11:00:00",62.1,46.4,28.9,{"v":24,"d":"24.0"},18.63,0.0729,0.16,13.76]
["December",19,"12PM to 1PM",12,"December 19, 2019 12:00","2019-12-19T12:00:00",{"v":70,"d":"70.0"},49.1,26.1,20.9,20.07,0.0718,0.14,13.96]
["December",19,"1PM to 2PM",13,"December 19, 2019 13:00","2019-12-19T13:00:00",{"v":72,"d":"72.0"},{"v":50,"d":"50.0"},26.1,20.9,20.55,0.0716,0.14,14.01]
["December",19,"2PM to 3PM",14,"December 19, 2019 14:00","2019-12-19T14:00:00",73.9,51.1,{"v":27,"d":"27.0"},21.9,21.16,0.0713,0.14,14.07]
["December",19,"3PM to 4PM",15,"December 19, 2019 15:00","2019-12-19T15:00:00",73.9,51.1,{"v":27,"d":"27.0"},21.9,21.16,0.0713,0.14,14.07]
["December",19,"4PM to 5PM",16,"December 19, 2019 16:00","2019-12-19T16:00:00",69.1,52.2,{"v":37,"d":"37.0"},33.8,21.86,0.0719,0.22,13.98]
["December",19,"5PM to 6PM",17,"December 19, 2019 17:00","2019-12-19T17:00:00",64.9,49.8,35.1,31.2,20.45,0.0725,{"v":0.2,"d":"0.20"},13.86]
["December",19,"6PM to 7PM",18,"December 19, 2019 18:00","2019-12-19T18:00:00",{"v":63,"d":"63.0"},49.2,{"v":36,"d":"36.0"},32.4,20.15,0.0727,0.21,13.81]
["December",19,"7PM to 8PM",19,"December 19, 2019 19:00","2019-12-19T19:00:00",60.1,47.9,{"v":36,"d":"36.0"},32.4,19.46,0.0731,0.21,13.74]
["December",19,"8PM to 9PM",20,"December 19, 2019 20:00","2019-12-19T20:00:00",{"v":59,"d":"59.0"},45.4,{"v":30,"d":"30.0"},25.2,18.08,0.0733,0.16,13.68]
["December",19,"9PM to 10PM",21,"December 19, 2019 21:00","2019-12-19T21:00:00",{"v":57,"d":"57.0"},44.4,{"v":30,"d":"30.0"},25.2,{"v":17.6,"d":"17.60"},0.0736,0.16,13.63]
["December",19,"10PM to 11PM",22,"December 19, 2019 22:00","2019-12-19T22:00:00",55.9,43.9,{"v":30,"d":"30.0"},25.2,17.34,0.0738,0.16,{"v":13.6,"d":"13.60"}]
["December",19,"11PM to 12AM",23,"December 19, 2019 23:00","2019-12-19T23:00:00",55.9,43.5,28.9,{"v":24,"d":"24.0"},17.15,0.0738,0.16,{"v":13.6,"d":"13.60"}]
["December",20,"12AM to 1AM",0,"December 20, 2019 0:00","2019-12-20",{"v":57,"d":"57.0"},43.7,{"v":28,"d":"28.0"},{"v":23,"d":"23.0"},17.26,0.0736,0.15,13.63]
["December",20,"1AM to 2AM",1,"December 20, 2019 1:00","2019-12-20T01:00:00",53.1,42.1,28.9,{"v":24,"d":"24.0"},16.45,0.0742,0.16,13.52]
["December",20,"2AM to 3AM",2,"December 20, 2019 2:00","2019-12-20T02:00:00",55.9,42.9,{"v":27,"d":"27.0"},21.9,16.82,0.0738,0.14,13.59]
["December",20,"3AM to 4AM",3,"December 20, 2019 3:00","2019-12-20T03:00:00",55.9,42.9,{"v":27,"d":"27.0"},21.9,16.82,0.0738,0.14,13.59]
["December",20,"4AM to 5AM",4,"December 20, 2019 4:00","2019-12-20T04:00:00",53.1,41.8,{"v":28,"d":"28.0"},{"v":23,"d":"23.0"},{"v":16.3,"d":"16.30"},0.0742,0.15,13.52]
["December",20,"5AM to 6AM",5,"December 20, 2019 5:00","2019-12-20T05:00:00",{"v":55,"d":"55.0"},42.4,{"v":27,"d":"27.0"},21.9,{"v":16.6,"d":"16.60"},0.0739,0.14,13.57]
["December",20,"6AM to 7AM",6,"December 20, 2019 6:00","2019-12-20T06:00:00",53.1,41.8,{"v":28,"d":"28.0"},{"v":23,"d":"23.0"},{"v":16.3,"d":"16.30"},0.0742,0.15,13.52]
["December",20,"7AM to 8AM",7,"December 20, 2019 7:00","2019-12-20T07:00:00",{"v":54,"d":"54.0"},42.2,{"v":28,"d":"28.0"},{"v":23,"d":"23.0"},16.52,0.0741,0.15,13.54]
["December",20,"8AM to 9AM",8,"December 20, 2019 8:00","2019-12-20T08:00:00",{"v":57,"d":"57.0"},44.4,{"v":30,"d":"30.0"},25.2,{"v":17.6,"d":"17.60"},0.0736,0.16,13.63]
["December",20,"9AM to 10AM",9,"December 20, 2019 9:00","2019-12-20T09:00:00",60.1,46.6,{"v":32,"d":"32.0"},27.6,18.72,0.0732,0.18,13.72]
["December",20,"10AM to 11AM",10,"December 20, 2019 10:00","2019-12-20T10:00:00",64.9,48.4,30.9,26.3,19.68,0.0725,0.17,13.84]
["December",20,"11AM to 12PM",11,"December 20, 2019 11:00","2019-12-20T11:00:00",69.1,49.6,28.9,{"v":24,"d":"24.0"},20.32,0.0719,0.16,13.95]
["December",20,"12PM to 1PM",12,"December 20, 2019 12:00","2019-12-20T12:00:00",{"v":72,"d":"72.0"},51.1,{"v":30,"d":"30.0"},25.2,21.21,0.0716,0.16,14.03]
["December",20,"1PM to 2PM",13,"December 20, 2019 13:00","2019-12-20T13:00:00",73.9,50.3,24.1,19.1,20.73,0.0713,0.12,14.06]
["December",20,"2PM to 3PM",14,"December 20, 2019 14:00","2019-12-20T14:00:00",{"v":75,"d":"75.0"},51.5,{"v":27,"d":"27.0"},21.9,21.43,0.0712,0.14,{"v":14.1,"d":"14.10"}]
["December",20,"3PM to 4PM",15,"December 20, 2019 15:00","2019-12-20T15:00:00",{"v":75,"d":"75.0"},52.4,{"v":30,"d":"30.0"},25.2,21.95,0.0711,0.16,14.11]
["December",20,"4PM to 5PM",16,"December 20, 2019 16:00","2019-12-20T16:00:00",{"v":73,"d":"73.0"},52.2,{"v":32,"d":"32.0"},27.6,21.85,0.0714,0.18,14.06]
["December",20,"5PM to 6PM",17,"December 20, 2019 17:00","2019-12-20T17:00:00",69.1,50.9,33.1,28.9,21.08,0.0719,0.19,13.96]
["December",20,"6PM to 7PM",18,"December 20, 2019 18:00","2019-12-20T18:00:00",{"v":63,"d":"63.0"},49.6,{"v":37,"d":"37.0"},33.8,20.38,0.0727,0.22,13.82]
["December",20,"7PM to 8PM",19,"December 20, 2019 19:00","2019-12-20T19:00:00",{"v":61,"d":"61.0"},49.1,37.9,{"v":35,"d":"35.0"},20.09,{"v":0.073,"d":"0.0730"},0.23,13.77]
["December",20,"8PM to 9PM",20,"December 20, 2019 20:00","2019-12-20T20:00:00",{"v":61,"d":"61.0"},48.3,{"v":36,"d":"36.0"},32.4,19.67,{"v":0.073,"d":"0.0730"},0.21,13.76]
["December",20,"9PM to 10PM",21,"December 20, 2019 21:00","2019-12-20T21:00:00",{"v":59,"d":"59.0"},46.7,{"v":34,"d":"34.0"},29.9,18.81,0.0733,{"v":0.2,"d":"0.20"},{"v":13.7,"d":"13.70"}]
["December",20,"10PM to 11PM",22,"December 20, 2019 22:00","2019-12-20T22:00:00",55.9,46.5,{"v":37,"d":"37.0"},33.8,18.68,0.0737,0.22,13.63]
["December",20,"11PM to 12AM",23,"December 20, 2019 23:00","2019-12-20T23:00:00",55.9,46.1,{"v":36,"d":"36.0"},32.4,18.45,0.0737,0.21,13.63]
["December",21,"12AM to 1AM",0,"December 21, 2019 0:00","2019-12-21",53.1,44.7,{"v":36,"d":"36.0"},32.4,17.76,0.0741,0.21,13.55]
["December",21,"1AM to 2AM",1,"December 21, 2019 1:00","2019-12-21T01:00:00",53.1,44.7,{"v":36,"d":"36.0"},32.4,17.76,0.0741,0.21,13.55]
["December",21,"2AM to 3AM",2,"December 21, 2019 2:00","2019-12-21T02:00:00",{"v":50,"d":"50.0"},43.7,{"v":37,"d":"37.0"},33.8,17.24,0.0746,0.22,13.47]
["December",21,"3AM to 4AM",3,"December 21, 2019 3:00","2019-12-21T03:00:00",48.9,42.7,{"v":36,"d":"36.0"},32.4,16.76,0.0747,0.21,13.44]
["December",21,"4AM to 5AM",4,"December 21, 2019 4:00","2019-12-21T04:00:00",{"v":55,"d":"55.0"},43.5,{"v":30,"d":"30.0"},25.2,17.12,0.0739,0.16,13.58]
["December",21,"5AM to 6AM",5,"December 21, 2019 5:00","2019-12-21T05:00:00",{"v":52,"d":"52.0"},{"v":42,"d":"42.0"},{"v":30,"d":"30.0"},25.2,16.38,0.0743,0.16,{"v":13.5,"d":"13.50"}]
["December",21,"6AM to 7AM",6,"December 21, 2019 6:00","2019-12-21T06:00:00",{"v":52,"d":"52.0"},{"v":42,"d":"42.0"},{"v":30,"d":"30.0"},25.2,16.38,0.0743,0.16,{"v":13.5,"d":"13.50"}]
["December",21,"7AM to 8AM",7,"December 21, 2019 7:00","2019-12-21T07:00:00",51.1,41.5,{"v":30,"d":"30.0"},25.2,16.17,0.0745,0.16,13.48]
["December",21,"8AM to 9AM",8,"December 21, 2019 8:00","2019-12-21T08:00:00",53.1,42.5,{"v":30,"d":"30.0"},25.2,16.64,0.0742,0.16,13.53]
["December",21,"9AM to 10AM",9,"December 21, 2019 9:00","2019-12-21T09:00:00",{"v":57,"d":"57.0"},44.4,{"v":30,"d":"30.0"},25.2,{"v":17.6,"d":"17.60"},0.0736,0.16,13.63]
["December",21,"10AM to 11AM",10,"December 21, 2019 10:00","2019-12-21T10:00:00",{"v":59,"d":"59.0"},45.4,{"v":30,"d":"30.0"},25.2,18.08,0.0733,0.16,13.68]
["December",21,"11AM to 12PM",11,"December 21, 2019 11:00","2019-12-21T11:00:00",{"v":59,"d":"59.0"},46.4,33.1,28.9,18.65,0.0733,0.19,{"v":13.7,"d":"13.70"}]
["December",21,"12PM to 1PM",12,"December 21, 2019 12:00","2019-12-21T12:00:00",60.1,47.2,{"v":34,"d":"34.0"},29.9,19.07,0.0732,{"v":0.2,"d":"0.20"},13.73]
["December",21,"1PM to 2PM",13,"December 21, 2019 13:00","2019-12-21T13:00:00",{"v":61,"d":"61.0"},47.6,{"v":34,"d":"34.0"},29.9,19.29,{"v":0.073,"d":"0.0730"},{"v":0.2,"d":"0.20"},13.75]
["December",21,"2PM to 3PM",14,"December 21, 2019 14:00","2019-12-21T14:00:00",{"v":63,"d":"63.0"},48.2,33.1,28.9,{"v":19.6,"d":"19.60"},0.0728,0.19,{"v":13.8,"d":"13.80"}]
["December",21,"3PM to 4PM",15,"December 21, 2019 15:00","2019-12-21T15:00:00",62.1,47.1,30.9,26.3,18.99,0.0729,0.17,13.77]
["December",21,"4PM to 5PM",16,"December 21, 2019 16:00","2019-12-21T16:00:00",60.1,46.2,30.9,26.3,18.51,0.0732,0.17,13.72]
["December",21,"5PM to 6PM",17,{"$f":"A8521&\" \"&B8521&\", \"&$D$5&\" \"&D8521&\":00\"","v":"December 21, 2019 17:00"},{"$f":"DATEVALUE(E8521)+TIMEVALUE(E8521)","v":"2019-12-21T17:00:00"},{"v":59,"d":"59.0"},45.7,30.9,26.3,18.25,0.0733,0.17,13.69]
["December",21,"6PM to 7PM",{"$f":"IF(D8521+1>23,0,D8521+1)","v":18},"December 21, 2019 18:00","2019-12-21T18:00:00",57.9,45.6,{"v":32,"d":"32.0"},27.6,18.19,0.0735,0.18,13.66]
["December",21,"7PM to 8PM",19,"December 21, 2019 19:00","2019-12-21T19:00:00",{"v":57,"d":"57.0"},44.7,30.9,26.3,17.77,0.0736,0.17,13.64]
["December",21,"8PM to 9PM",20,"December 21, 2019 20:00","2019-12-21T20:00:00",{"v":57,"d":"57.0"},44.4,{"v":30,"d":"30.0"},25.2,{"v":17.6,"d":"17.60"},0.0736,0.16,13.63]
["December",21,"9PM to 10PM",21,"December 21, 2019 21:00","2019-12-21T21:00:00",{"v":52,"d":"52.0"},43.4,{"v":34,"d":"34.0"},29.9,17.11,0.0743,{"v":0.2,"d":"0.20"},13.51]
["December",21,"10PM to 11PM",22,"December 21, 2019 22:00","2019-12-21T22:00:00",48.9,42.3,35.1,31.2,16.58,0.0748,{"v":0.2,"d":"0.20"},13.44]
["December",21,"11PM to 12AM",23,"December 21, 2019 23:00","2019-12-21T23:00:00",48.9,41.2,{"v":32,"d":"32.0"},27.6,16.02,0.0748,0.18,13.43]
["December",22,"12AM to 1AM",0,"December 22, 2019 0:00","2019-12-22",{"v":50,"d":"50.0"},41.3,30.9,26.3,16.07,0.0746,0.17,13.45]
["December",22,"1AM to 2AM",1,"December 22, 2019 1:00","2019-12-22T01:00:00",48.9,41.2,{"v":32,"d":"32.0"},27.6,16.02,0.0748,0.18,13.43]
["December",22,"2AM to 3AM",2,"December 22, 2019 2:00","2019-12-22T02:00:00",{"v":46,"d":"46.0"},40.1,33.1,28.9,15.51,0.0752,0.19,13.35]
["December",22,"3AM to 4AM",3,"December 22, 2019 3:00","2019-12-22T03:00:00",44.1,39.5,{"v":34,"d":"34.0"},29.9,{"v":15.2,"d":"15.20"},0.0755,{"v":0.2,"d":"0.20"},{"v":13.3,"d":"13.30"}]
["December",22,"4AM to 5AM",4,"December 22, 2019 4:00","2019-12-22T04:00:00",{"v":43,"d":"43.0"},38.9,{"v":34,"d":"34.0"},29.9,14.94,0.0756,{"v":0.2,"d":"0.20"},13.28]
["December",22,"5AM to 6AM",5,"December 22, 2019 5:00","2019-12-22T05:00:00",{"v":43,"d":"43.0"},38.9,{"v":34,"d":"34.0"},29.9,14.94,0.0756,{"v":0.2,"d":"0.20"},13.28]
["December",22,"6AM to 7AM",6,"December 22, 2019 6:00","2019-12-22T06:00:00",42.1,38.1,33.1,28.9,14.55,0.0758,0.19,13.25]
["December",22,"7AM to 8AM",7,"December 22, 2019 7:00","2019-12-22T07:00:00",42.1,38.4,{"v":34,"d":"34.0"},29.9,14.72,0.0758,{"v":0.2,"d":"0.20"},13.25]
["December",22,"8AM to 9AM",8,"December 22, 2019 8:00","2019-12-22T08:00:00",{"v":46,"d":"46.0"},40.5,{"v":34,"d":"34.0"},29.9,15.68,0.0752,{"v":0.2,"d":"0.20"},13.36]
["December",22,"9AM to 10AM",9,"December 22, 2019 9:00","2019-12-22T09:00:00",48.9,41.2,{"v":32,"d":"32.0"},27.6,16.02,0.0748,0.18,13.43]
["December",22,"10AM to 11AM",10,"December 22, 2019 10:00","2019-12-22T10:00:00",{"v":54,"d":"54.0"},44.8,35.1,31.2,{"v":17.8,"d":"17.80"},{"v":0.074,"d":"0.0740"},{"v":0.2,"d":"0.20"},13.57]
["December",22,"11AM to 12PM",11,"December 22, 2019 11:00","2019-12-22T11:00:00",55.9,44.6,{"v":32,"d":"32.0"},27.6,17.71,0.0738,0.18,13.61]
["December",22,"12PM to 1PM",12,"December 22, 2019 12:00","2019-12-22T12:00:00",60.1,46.6,{"v":32,"d":"32.0"},27.6,18.72,0.0732,0.18,13.72]
["December",22,"1PM to 2PM",13,"December 22, 2019 13:00","2019-12-22T13:00:00",{"v":59,"d":"59.0"},45.4,{"v":30,"d":"30.0"},25.2,18.08,0.0733,0.16,13.68]
["December",22,"2PM to 3PM",14,"December 22, 2019 14:00","2019-12-22T14:00:00",62.1,46.4,28.9,{"v":24,"d":"24.0"},18.63,0.0729,0.16,13.76]
["December",22,"3PM to 4PM",15,"December 22, 2019 15:00","2019-12-22T15:00:00",62.1,45.8,{"v":27,"d":"27.0"},21.9,{"v":18.3,"d":"18.30"},0.0729,0.14,13.75]
["December",22,"4PM to 5PM",16,"December 22, 2019 16:00","2019-12-22T16:00:00",{"v":61,"d":"61.0"},{"v":45,"d":"45.0"},26.1,20.9,{"v":17.9,"d":"17.90"},0.0731,0.14,13.72]
["December",22,"5PM to 6PM",17,"December 22, 2019 17:00","2019-12-22T17:00:00",{"v":59,"d":"59.0"},44.3,{"v":27,"d":"27.0"},21.9,17.56,0.0734,0.14,13.67]
["December",22,"6PM to 7PM",18,"December 22, 2019 18:00","2019-12-22T18:00:00",{"v":57,"d":"57.0"},44.4,{"v":30,"d":"30.0"},25.2,{"v":17.6,"d":"17.60"},0.0736,0.16,13.63]
["December",22,"7PM to 8PM",19,"December 22, 2019 19:00","2019-12-22T19:00:00",{"v":54,"d":"54.0"},43.3,30.9,26.3,17.03,0.0741,0.17,13.55]
["December",22,"8PM to 9PM",20,"December 22, 2019 20:00","2019-12-22T20:00:00",{"v":54,"d":"54.0"},43.3,30.9,26.3,17.03,0.0741,0.17,13.55]
["December",22,"9PM to 10PM",21,"December 22, 2019 21:00","2019-12-22T21:00:00",{"v":50,"d":"50.0"},41.3,30.9,26.3,16.07,0.0746,0.17,13.45]
["December",22,"10PM to 11PM",22,"December 22, 2019 22:00","2019-12-22T22:00:00",48.9,40.8,30.9,26.3,15.81,0.0748,0.17,13.42]
["December",22,"11PM to 12AM",23,"December 22, 2019 23:00","2019-12-22T23:00:00",46.9,40.2,{"v":32,"d":"32.0"},27.6,15.54,0.0751,0.18,13.37]
["December",23,"12AM to 1AM",0,"December 23, 2019 0:00","2019-12-23",{"v":46,"d":"46.0"},40.1,33.1,28.9,15.51,0.0752,0.19,13.35]
["December",23,"1AM to 2AM",1,"December 23, 2019 1:00","2019-12-23T01:00:00",{"v":46,"d":"46.0"},39.7,{"v":32,"d":"32.0"},27.6,15.32,0.0752,0.18,13.35]
["December",23,"2AM to 3AM",2,"December 23, 2019 2:00","2019-12-23T02:00:00",{"v":45,"d":"45.0"},39.6,33.1,28.9,15.25,0.0754,0.19,13.32]
["December",23,"3AM to 4AM",3,"December 23, 2019 3:00","2019-12-23T03:00:00",{"v":45,"d":"45.0"},39.2,{"v":32,"d":"32.0"},27.6,15.06,0.0754,0.18,13.32]
["December",23,"4AM to 5AM",4,"December 23, 2019 4:00","2019-12-23T04:00:00",{"v":45,"d":"45.0"},38.7,30.9,26.3,14.85,0.0754,0.17,13.32]
["December",23,"5AM to 6AM",5,"December 23, 2019 5:00","2019-12-23T05:00:00",44.1,38.7,{"v":32,"d":"32.0"},27.6,14.84,0.0755,0.18,{"v":13.3,"d":"13.30"}]
["December",23,"6AM to 7AM",6,"December 23, 2019 6:00","2019-12-23T06:00:00",44.1,38.7,{"v":32,"d":"32.0"},27.6,14.84,0.0755,0.18,{"v":13.3,"d":"13.30"}]
["December",23,"7AM to 8AM",7,"December 23, 2019 7:00","2019-12-23T07:00:00",{"v":43,"d":"43.0"},38.1,{"v":32,"d":"32.0"},27.6,14.58,0.0757,0.18,13.27]
["December",23,"8AM to 9AM",8,"December 23, 2019 8:00","2019-12-23T08:00:00",{"v":46,"d":"46.0"},39.7,{"v":32,"d":"32.0"},27.6,15.32,0.0752,0.18,13.35]
["December",23,"9AM to 10AM",9,"December 23, 2019 9:00","2019-12-23T09:00:00",48.9,41.2,{"v":32,"d":"32.0"},27.6,16.02,0.0748,0.18,13.43]
["December",23,"10AM to 11AM",10,"December 23, 2019 10:00","2019-12-23T10:00:00",{"v":52,"d":"52.0"},42.3,30.9,26.3,16.55,0.0743,0.17,{"v":13.5,"d":"13.50"}]
["December",23,"11AM to 12PM",11,"December 23, 2019 11:00","2019-12-23T11:00:00",{"v":55,"d":"55.0"},43.8,30.9,26.3,17.29,0.0739,0.17,13.58]
["December",23,"12PM to 1PM",12,"December 23, 2019 12:00","2019-12-23T12:00:00",55.9,43.9,{"v":30,"d":"30.0"},25.2,17.34,0.0738,0.16,{"v":13.6,"d":"13.60"}]
["December",23,"1PM to 2PM",13,"December 23, 2019 13:00","2019-12-23T13:00:00",57.9,44.5,28.9,{"v":24,"d":"24.0"},17.63,0.0735,0.16,13.65]
["December",23,"2PM to 3PM",14,"December 23, 2019 14:00","2019-12-23T14:00:00",57.9,44.5,28.9,{"v":24,"d":"24.0"},17.63,0.0735,0.16,13.65]
["December",23,"3PM to 4PM",15,"December 23, 2019 15:00","2019-12-23T15:00:00",{"v":59,"d":"59.0"},45.4,{"v":30,"d":"30.0"},25.2,18.08,0.0733,0.16,13.68]
["December",23,"4PM to 5PM",16,"December 23, 2019 16:00","2019-12-23T16:00:00",{"v":59,"d":"59.0"},44.7,{"v":28,"d":"28.0"},{"v":23,"d":"23.0"},17.73,0.0734,0.15,13.68]
["December",23,"5PM to 6PM",17,"December 23, 2019 17:00","2019-12-23T17:00:00",57.9,44.2,{"v":28,"d":"28.0"},{"v":23,"d":"23.0"},17.47,0.0735,0.15,13.65]
["December",23,"6PM to 7PM",18,"December 23, 2019 18:00","2019-12-23T18:00:00",{"v":57,"d":"57.0"},{"v":44,"d":"44.0"},28.9,{"v":24,"d":"24.0"},17.41,0.0736,0.16,13.63]
["December",23,"7PM to 8PM",19,"December 23, 2019 19:00","2019-12-23T19:00:00",{"v":55,"d":"55.0"},43.8,30.9,26.3,17.29,0.0739,0.17,13.58]
["December",23,"8PM to 9PM",20,"December 23, 2019 20:00","2019-12-23T20:00:00",{"v":54,"d":"54.0"},44.1,33.1,28.9,17.43,{"v":0.074,"d":"0.0740"},0.19,13.56]
["December",23,"9PM to 10PM",21,"December 23, 2019 21:00","2019-12-23T21:00:00",{"v":52,"d":"52.0"},43.1,33.1,28.9,16.95,0.0743,0.19,13.51]
["December",23,"10PM to 11PM",22,"December 23, 2019 22:00","2019-12-23T22:00:00",{"v":48,"d":"48.0"},42.3,{"v":36,"d":"36.0"},32.4,16.54,0.0749,0.21,13.42]
["December",23,"11PM to 12AM",23,"December 23, 2019 23:00","2019-12-23T23:00:00",46.9,41.7,{"v":36,"d":"36.0"},32.4,16.28,{"v":0.075,"d":"0.0750"},0.21,13.39]
["December",24,"12AM to 1AM",0,"December 24, 2019 0:00","2019-12-24",{"v":48,"d":"48.0"},41.5,{"v":34,"d":"34.0"},29.9,16.16,0.0749,{"v":0.2,"d":"0.20"},13.41]
["December",24,"1AM to 2AM",1,"December 24, 2019 1:00","2019-12-24T01:00:00",46.9,40.9,{"v":34,"d":"34.0"},29.9,15.89,0.0751,{"v":0.2,"d":"0.20"},13.38]
["December",24,"2AM to 3AM",2,"December 24, 2019 2:00","2019-12-24T02:00:00",{"v":46,"d":"46.0"},40.5,{"v":34,"d":"34.0"},29.9,15.68,0.0752,{"v":0.2,"d":"0.20"},13.36]
["December",24,"3AM to 4AM",3,"December 24, 2019 3:00","2019-12-24T03:00:00",44.1,39.1,33.1,28.9,15.03,0.0755,0.19,{"v":13.3,"d":"13.30"}]
["December",24,"4AM to 5AM",4,"December 24, 2019 4:00","2019-12-24T04:00:00",{"v":43,"d":"43.0"},38.9,{"v":34,"d":"34.0"},29.9,14.94,0.0756,{"v":0.2,"d":"0.20"},13.28]
["December",24,"5AM to 6AM",5,"December 24, 2019 5:00","2019-12-24T05:00:00",42.1,38.4,{"v":34,"d":"34.0"},29.9,14.72,0.0758,{"v":0.2,"d":"0.20"},13.25]
["December",24,"6AM to 7AM",6,"December 24, 2019 6:00","2019-12-24T06:00:00",{"v":41,"d":"41.0"},37.5,33.1,28.9,14.29,{"v":0.076,"d":"0.0760"},0.19,13.22]
["December",24,"7AM to 8AM",7,"December 24, 2019 7:00","2019-12-24T07:00:00",42.1,38.1,33.1,28.9,14.55,0.0758,0.19,13.25]
["December",24,"8AM to 9AM",8,"December 24, 2019 8:00","2019-12-24T08:00:00",{"v":45,"d":"45.0"},39.2,{"v":32,"d":"32.0"},27.6,15.06,0.0754,0.18,13.32]
["December",24,"9AM to 10AM",9,{"$f":"A8585&\" \"&B8585&\", \"&$D$5&\" \"&D8585&\":00\"","v":"December 24, 2019 9:00"},{"$f":"DATEVALUE(E8585)+TIMEVALUE(E8585)","v":"2019-12-24T09:00:00"},{"v":50,"d":"50.0"},41.3,30.9,26.3,16.07,0.0746,0.17,13.45]
["December",24,"10AM to 11AM",{"$f":"IF(D8585+1>23,0,D8585+1)","v":10},"December 24, 2019 10:00","2019-12-24T10:00:00",{"v":54,"d":"54.0"},42.9,{"v":30,"d":"30.0"},25.2,16.86,0.0741,0.16,13.55]
["December",24,"11AM to 12PM",11,"December 24, 2019 11:00","2019-12-24T11:00:00",{"v":57,"d":"57.0"},43.7,{"v":28,"d":"28.0"},{"v":23,"d":"23.0"},17.26,0.0736,0.15,13.63]
["December",24,"12PM to 1PM",12,"December 24, 2019 12:00","2019-12-24T12:00:00",62.1,46.1,{"v":28,"d":"28.0"},{"v":23,"d":"23.0"},18.47,0.0729,0.15,13.76]
["December",24,"1PM to 2PM",13,"December 24, 2019 13:00","2019-12-24T13:00:00",62.1,45.2,{"v":25,"d":"25.0"},19.9,17.99,0.0729,0.13,13.75]
["December",24,"2PM to 3PM",14,"December 24, 2019 14:00","2019-12-24T14:00:00",{"v":66,"d":"66.0"},47.1,{"v":25,"d":"25.0"},19.9,18.95,0.0724,0.13,13.85]
["December",24,"3PM to 4PM",15,"December 24, 2019 15:00","2019-12-24T15:00:00",64.9,46.3,24.1,19.1,18.56,0.0725,0.12,13.82]
["December",24,"4PM to 5PM",16,"December 24, 2019 16:00","2019-12-24T16:00:00",{"v":63,"d":"63.0"},46.2,{"v":27,"d":"27.0"},21.9,18.51,0.0728,0.14,13.78]
["December",24,"5PM to 6PM",17,"December 24, 2019 17:00","2019-12-24T17:00:00",{"v":61,"d":"61.0"},45.3,{"v":27,"d":"27.0"},21.9,18.04,0.0731,0.14,13.73]
["December",24,"6PM to 7PM",18,"December 24, 2019 18:00","2019-12-24T18:00:00",{"v":57,"d":"57.0"},{"v":44,"d":"44.0"},28.9,{"v":24,"d":"24.0"},17.41,0.0736,0.16,13.63]
["December",24,"7PM to 8PM",19,"December 24, 2019 19:00","2019-12-24T19:00:00",55.9,43.2,{"v":28,"d":"28.0"},{"v":23,"d":"23.0"},{"v":17,"d":"17.00"},0.0738,0.15,{"v":13.6,"d":"13.60"}]
["December",24,"8PM to 9PM",20,"December 24, 2019 20:00","2019-12-24T20:00:00",{"v":55,"d":"55.0"},42.1,26.1,20.9,16.46,0.0739,0.14,13.57]
["December",24,"9PM to 10PM",21,"December 24, 2019 21:00","2019-12-24T21:00:00",51.1,41.1,28.9,{"v":24,"d":"24.0"},15.97,0.0745,0.16,13.47]
["December",24,"10PM to 11PM",22,"December 24, 2019 22:00","2019-12-24T22:00:00",51.1,40.8,{"v":28,"d":"28.0"},{"v":23,"d":"23.0"},15.82,0.0745,0.15,13.47]
["December",24,"11PM to 12AM",23,"December 24, 2019 23:00","2019-12-24T23:00:00",46.9,39.7,30.9,26.3,15.33,0.0751,0.17,13.37]
["December",25,"12AM to 1AM",0,"December 25, 2019 0:00","2019-12-25",{"v":46,"d":"46.0"},39.3,30.9,26.3,15.11,0.0752,0.17,13.35]
["December",25,"1AM to 2AM",1,"December 25, 2019 1:00","2019-12-25T01:00:00",{"v":46,"d":"46.0"},38.2,{"v":28,"d":"28.0"},{"v":23,"d":"23.0"},{"v":14.6,"d":"14.60"},0.0752,0.15,13.34]
["December",25,"2AM to 3AM",2,"December 25, 2019 2:00","2019-12-25T02:00:00",{"v":45,"d":"45.0"},37.9,28.9,{"v":24,"d":"24.0"},{"v":14.5,"d":"14.50"},0.0754,0.16,13.31]
["December",25,"3AM to 4AM",3,"December 25, 2019 3:00","2019-12-25T03:00:00",42.1,37.2,30.9,26.3,14.16,0.0758,0.17,13.24]
["December",25,"4AM to 5AM",4,"December 25, 2019 4:00","2019-12-25T04:00:00",{"v":41,"d":"41.0"},36.6,30.9,26.3,{"v":13.9,"d":"13.90"},{"v":0.076,"d":"0.0760"},0.17,13.21]
["December",25,"5AM to 6AM",5,"December 25, 2019 5:00","2019-12-25T05:00:00",{"v":41,"d":"41.0"},34.7,26.1,20.9,13.07,{"v":0.076,"d":"0.0760"},0.14,{"v":13.2,"d":"13.20"}]
["December",25,"6AM to 7AM",6,"December 25, 2019 6:00","2019-12-25T06:00:00",{"v":39,"d":"39.0"},33.9,{"v":27,"d":"27.0"},21.9,12.74,0.0763,0.14,13.15]
["December",25,"7AM to 8AM",7,"December 25, 2019 7:00","2019-12-25T07:00:00",{"v":41,"d":"41.0"},{"v":35,"d":"35.0"},{"v":27,"d":"27.0"},21.9,13.21,{"v":0.076,"d":"0.0760"},0.14,{"v":13.2,"d":"13.20"}]
["December",25,"8AM to 9AM",8,"December 25, 2019 8:00","2019-12-25T08:00:00",{"v":45,"d":"45.0"},36.3,24.1,19.1,13.74,0.0754,0.12,{"v":13.3,"d":"13.30"}]
["December",25,"9AM to 10AM",9,"December 25, 2019 9:00","2019-12-25T09:00:00",48.9,{"v":39,"d":"39.0"},26.1,20.9,14.98,0.0748,0.14,13.41]
["December",25,"10AM to 11AM",10,"December 25, 2019 10:00","2019-12-25T10:00:00",53.1,39.7,{"v":21,"d":"21.0"},16.5,15.29,0.0742,0.11,{"v":13.5,"d":"13.50"}]
["December",25,"11AM to 12PM",11,"December 25, 2019 11:00","2019-12-25T11:00:00",{"v":57,"d":"57.0"},42.2,{"v":23,"d":"23.0"},18.1,{"v":16.5,"d":"16.50"},0.0737,0.12,13.61]
["December",25,"12PM to 1PM",12,"December 25, 2019 12:00","2019-12-25T12:00:00",60.1,43.4,21.9,17.2,{"v":17.1,"d":"17.10"},0.0732,0.11,13.69]
["December",25,"1PM to 2PM",13,"December 25, 2019 13:00","2019-12-25T13:00:00",{"v":61,"d":"61.0"},43.7,{"v":21,"d":"21.0"},16.5,{"v":17.2,"d":"17.20"},0.0731,0.11,13.71]
["December",25,"2PM to 3PM",14,"December 25, 2019 14:00","2019-12-25T14:00:00",62.1,43.9,19.9,15.6,17.33,{"v":0.073,"d":"0.0730"},{"v":0.1,"d":"0.10"},13.73]
["December",25,"3PM to 4PM",15,"December 25, 2019 15:00","2019-12-25T15:00:00",{"v":63,"d":"63.0"},44.4,19.9,15.6,17.55,0.0728,{"v":0.1,"d":"0.10"},13.76]
["December",25,"4PM to 5PM",16,"December 25, 2019 16:00","2019-12-25T16:00:00",62.1,43.7,{"v":19,"d":"19.0"},{"v":15,"d":"15.0"},17.23,{"v":0.073,"d":"0.0730"},{"v":0.1,"d":"0.10"},13.73]
["December",25,"5PM to 6PM",17,"December 25, 2019 17:00","2019-12-25T17:00:00",60.1,{"v":43,"d":"43.0"},19.9,15.6,16.85,0.0732,{"v":0.1,"d":"0.10"},13.68]
["December",25,"6PM to 7PM",18,"December 25, 2019 18:00","2019-12-25T18:00:00",{"v":55,"d":"55.0"},42.8,{"v":28,"d":"28.0"},{"v":23,"d":"23.0"},16.78,0.0739,0.15,13.57]
["December",25,"7PM to 8PM",19,"December 25, 2019 19:00","2019-12-25T19:00:00",53.1,41.8,{"v":28,"d":"28.0"},{"v":23,"d":"23.0"},{"v":16.3,"d":"16.30"},0.0742,0.15,13.52]
["December",25,"8PM to 9PM",20,"December 25, 2019 20:00","2019-12-25T20:00:00",51.1,42.3,{"v":32,"d":"32.0"},27.6,16.54,0.0745,0.18,13.48]
["December",25,"9PM to 10PM",21,"December 25, 2019 21:00","2019-12-25T21:00:00",48.9,40.4,{"v":30,"d":"30.0"},25.2,15.64,0.0748,0.16,13.42]
["December",25,"10PM to 11PM",22,"December 25, 2019 22:00","2019-12-25T22:00:00",46.9,{"v":39,"d":"39.0"},28.9,{"v":24,"d":"24.0"},14.97,0.0751,0.16,13.36]
["December",25,"11PM to 12AM",23,"December 25, 2019 23:00","2019-12-25T23:00:00",{"v":46,"d":"46.0"},37.5,26.1,20.9,14.29,0.0752,0.14,13.33]
["December",26,"12AM to 1AM",0,"December 26, 2019 0:00","2019-12-26",44.1,36.7,{"v":27,"d":"27.0"},21.9,13.95,0.0755,0.14,13.28]
["December",26,"1AM to 2AM",1,"December 26, 2019 1:00","2019-12-26T01:00:00",42.1,36.8,{"v":30,"d":"30.0"},25.2,13.99,0.0758,0.16,13.24]
["December",26,"2AM to 3AM",2,"December 26, 2019 2:00","2019-12-26T02:00:00",{"v":41,"d":"41.0"},{"v":35,"d":"35.0"},{"v":27,"d":"27.0"},21.9,13.21,{"v":0.076,"d":"0.0760"},0.14,{"v":13.2,"d":"13.20"}]
["December",26,"3AM to 4AM",3,"December 26, 2019 3:00","2019-12-26T03:00:00",{"v":41,"d":"41.0"},34.3,{"v":25,"d":"25.0"},19.9,12.91,{"v":0.076,"d":"0.0760"},0.13,13.19]
["December",26,"4AM to 5AM",4,"December 26, 2019 4:00","2019-12-26T04:00:00",39.9,33.4,24.1,19.1,12.52,0.0762,0.12,13.16]
["December",26,"5AM to 6AM",5,"December 26, 2019 5:00","2019-12-26T05:00:00",37.9,31.9,24.1,19.1,12.05,0.0765,0.12,13.11]
["December",26,"6AM to 7AM",6,"December 26, 2019 6:00","2019-12-26T06:00:00",37.9,32.6,{"v":25,"d":"25.0"},19.9,12.17,0.0765,0.13,13.11]
["December",26,"7AM to 8AM",7,"December 26, 2019 7:00","2019-12-26T07:00:00",39.9,33.1,{"v":23,"d":"23.0"},18.1,12.38,0.0762,0.12,13.16]
["December",26,"8AM to 9AM",8,"December 26, 2019 8:00","2019-12-26T08:00:00",{"v":43,"d":"43.0"},34.8,{"v":23,"d":"23.0"},18.1,13.12,0.0757,0.12,13.24]
["December",26,"9AM to 10AM",9,"December 26, 2019 9:00","2019-12-26T09:00:00",{"v":48,"d":"48.0"},{"v":37,"d":"37.0"},{"v":21,"d":"21.0"},16.5,14.08,{"v":0.075,"d":"0.0750"},0.11,13.37]
["December",26,"10AM to 11AM",10,"December 26, 2019 10:00","2019-12-26T10:00:00",{"v":52,"d":"52.0"},39.7,{"v":23,"d":"23.0"},18.1,15.29,0.0744,0.12,13.48]
["December",26,"11AM to 12PM",11,"December 26, 2019 11:00","2019-12-26T11:00:00",{"v":57,"d":"57.0"},41.9,21.9,17.2,16.36,0.0737,0.11,13.61]
["December",26,"12PM to 1PM",12,"December 26, 2019 12:00","2019-12-26T12:00:00",{"v":61,"d":"61.0"},42.8,17.1,13.6,16.75,0.0731,0.09,{"v":13.7,"d":"13.70"}]
["December",26,"1PM to 2PM",13,"December 26, 2019 13:00","2019-12-26T13:00:00",64.9,44.9,{"v":18,"d":"18.0"},14.2,{"v":17.8,"d":"17.80"},0.0726,0.09,13.81]
["December",26,"2PM to 3PM",14,"December 26, 2019 14:00","2019-12-26T14:00:00",{"v":66,"d":"66.0"},45.2,17.1,13.6,17.97,0.0724,0.09,13.83]
["December",26,"3PM to 4PM",15,"December 26, 2019 15:00","2019-12-26T15:00:00",{"v":66,"d":"66.0"},45.4,{"v":18,"d":"18.0"},14.2,18.06,0.0724,0.09,13.83]
["December",26,"4PM to 5PM",16,"December 26, 2019 16:00","2019-12-26T16:00:00",{"v":64,"d":"64.0"},44.7,{"v":19,"d":"19.0"},{"v":15,"d":"15.0"},17.71,0.0727,{"v":0.1,"d":"0.10"},13.78]
["December",26,"5PM to 6PM",17,"December 26, 2019 17:00","2019-12-26T17:00:00",{"v":59,"d":"59.0"},43.8,{"v":25,"d":"25.0"},19.9,17.26,0.0734,0.13,13.67]
["December",26,"6PM to 7PM",18,"December 26, 2019 18:00","2019-12-26T18:00:00",{"v":54,"d":"54.0"},43.3,30.9,26.3,17.03,0.0741,0.17,13.55]
["December",26,"7PM to 8PM",19,"December 26, 2019 19:00","2019-12-26T19:00:00",53.1,41.8,{"v":28,"d":"28.0"},{"v":23,"d":"23.0"},{"v":16.3,"d":"16.30"},0.0742,0.15,13.52]
["December",26,"8PM to 9PM",20,"December 26, 2019 20:00","2019-12-26T20:00:00",{"v":54,"d":"54.0"},{"v":41,"d":"41.0"},24.1,19.1,15.91,0.0741,0.12,13.53]
["December",26,"9PM to 10PM",21,"December 26, 2019 21:00","2019-12-26T21:00:00",51.1,40.8,{"v":28,"d":"28.0"},{"v":23,"d":"23.0"},15.82,0.0745,0.15,13.47]
["December",26,"10PM to 11PM",22,"December 26, 2019 22:00","2019-12-26T22:00:00",{"v":50,"d":"50.0"},39.9,{"v":27,"d":"27.0"},21.9,15.39,0.0747,0.14,13.44]
["December",26,"11PM to 12AM",23,"December 26, 2019 23:00","2019-12-26T23:00:00",{"v":46,"d":"46.0"},38.9,{"v":30,"d":"30.0"},25.2,14.95,0.0752,0.16,13.34]
["December",27,"12AM to 1AM",0,"December 27, 2019 0:00","2019-12-27",{"v":45,"d":"45.0"},36.9,26.1,20.9,14.03,0.0754,0.14,{"v":13.3,"d":"13.30"}]
["December",27,"1AM to 2AM",1,{"$f":"A8649&\" \"&B8649&\", \"&$D$5&\" \"&D8649&\":00\"","v":"December 27, 2019 1:00"},{"$f":"DATEVALUE(E8649)+TIMEVALUE(E8649)","v":"2019-12-27T01:00:00"},44.1,36.4,26.1,20.9,13.81,0.0755,0.14,13.28]
["December",27,"2AM to 3AM",{"$f":"IF(D8649+1>23,0,D8649+1)","v":2},"December 27, 2019 2:00","2019-12-27T02:00:00",{"v":45,"d":"45.0"},36.9,26.1,20.9,14.03,0.0754,0.14,{"v":13.3,"d":"13.30"}]
["December",27,"3AM to 4AM",3,"December 27, 2019 3:00","2019-12-27T03:00:00",{"v":43,"d":"43.0"},36.1,{"v":27,"d":"27.0"},21.9,13.69,0.0757,0.14,13.25]
["December",27,"4AM to 5AM",4,"December 27, 2019 4:00","2019-12-27T04:00:00",42.1,35.6,{"v":27,"d":"27.0"},21.9,13.47,0.0758,0.14,13.23]
["December",27,"5AM to 6AM",5,"December 27, 2019 5:00","2019-12-27T05:00:00",42.1,{"v":36,"d":"36.0"},{"v":28,"d":"28.0"},{"v":23,"d":"23.0"},13.65,0.0758,0.15,13.23]
["December",27,"6AM to 7AM",6,"December 27, 2019 6:00","2019-12-27T06:00:00",{"v":41,"d":"41.0"},35.8,28.9,{"v":24,"d":"24.0"},13.54,{"v":0.076,"d":"0.0760"},0.16,13.21]
["December",27,"7AM to 8AM",7,"December 27, 2019 7:00","2019-12-27T07:00:00",{"v":41,"d":"41.0"},35.4,{"v":28,"d":"28.0"},{"v":23,"d":"23.0"},13.39,{"v":0.076,"d":"0.0760"},0.15,{"v":13.2,"d":"13.20"}]
["December",27,"8AM to 9AM",8,"December 27, 2019 8:00","2019-12-27T08:00:00",{"v":45,"d":"45.0"},37.2,{"v":27,"d":"27.0"},21.9,14.17,0.0754,0.14,{"v":13.3,"d":"13.30"}]
["December",27,"9AM to 10AM",9,"December 27, 2019 9:00","2019-12-27T09:00:00",{"v":48,"d":"48.0"},39.2,{"v":28,"d":"28.0"},{"v":23,"d":"23.0"},15.08,0.0749,0.15,13.39]
["December",27,"10AM to 11AM",10,"December 27, 2019 10:00","2019-12-27T10:00:00",53.1,41.4,{"v":27,"d":"27.0"},21.9,16.12,0.0742,0.14,13.52]
["December",27,"11AM to 12PM",11,"December 27, 2019 11:00","2019-12-27T11:00:00",57.9,43.8,{"v":27,"d":"27.0"},21.9,{"v":17.3,"d":"17.30"},0.0735,0.14,13.65]
["December",27,"12PM to 1PM",12,"December 27, 2019 12:00","2019-12-27T12:00:00",60.1,44.3,{"v":25,"d":"25.0"},19.9,17.52,0.0732,0.13,{"v":13.7,"d":"13.70"}]
["December",27,"1PM to 2PM",13,"December 27, 2019 13:00","2019-12-27T13:00:00",62.1,45.2,{"v":25,"d":"25.0"},19.9,17.99,0.0729,0.13,13.75]
["December",27,"2PM to 3PM",14,"December 27, 2019 14:00","2019-12-27T14:00:00",62.1,45.8,{"v":27,"d":"27.0"},21.9,{"v":18.3,"d":"18.30"},0.0729,0.14,13.75]
["December",27,"3PM to 4PM",15,"December 27, 2019 15:00","2019-12-27T15:00:00",{"v":63,"d":"63.0"},45.1,{"v":23,"d":"23.0"},18.1,17.93,0.0728,0.12,13.77]
["December",27,"4PM to 5PM",16,"December 27, 2019 16:00","2019-12-27T16:00:00",62.1,45.2,{"v":25,"d":"25.0"},19.9,17.99,0.0729,0.13,13.75]
["December",27,"5PM to 6PM",17,"December 27, 2019 17:00","2019-12-27T17:00:00",{"v":59,"d":"59.0"},{"v":45,"d":"45.0"},28.9,{"v":24,"d":"24.0"},17.89,0.0733,0.16,13.68]
["December",27,"6PM to 7PM",18,"December 27, 2019 18:00","2019-12-27T18:00:00",55.9,43.9,{"v":30,"d":"30.0"},25.2,17.34,0.0738,0.16,{"v":13.6,"d":"13.60"}]
["December",27,"7PM to 8PM",19,"December 27, 2019 19:00","2019-12-27T19:00:00",{"v":54,"d":"54.0"},44.1,33.1,28.9,17.43,{"v":0.074,"d":"0.0740"},0.19,13.56]
["December",27,"8PM to 9PM",20,"December 27, 2019 20:00","2019-12-27T20:00:00",{"v":54,"d":"54.0"},43.3,30.9,26.3,17.03,0.0741,0.17,13.55]
["December",27,"9PM to 10PM",21,"December 27, 2019 21:00","2019-12-27T21:00:00",{"v":52,"d":"52.0"},{"v":42,"d":"42.0"},{"v":30,"d":"30.0"},25.2,16.38,0.0743,0.16,{"v":13.5,"d":"13.50"}]
["December",27,"10PM to 11PM",22,"December 27, 2019 22:00","2019-12-27T22:00:00",{"v":50,"d":"50.0"},40.6,28.9,{"v":24,"d":"24.0"},15.71,0.0746,0.16,13.44]
["December",27,"11PM to 12AM",23,"December 27, 2019 23:00","2019-12-27T23:00:00",48.9,40.8,30.9,26.3,15.81,0.0748,0.17,13.42]
["December",28,"12AM to 1AM",0,"December 28, 2019 0:00","2019-12-28",{"v":48,"d":"48.0"},40.7,{"v":32,"d":"32.0"},27.6,{"v":15.8,"d":"15.80"},0.0749,0.18,{"v":13.4,"d":"13.40"}]
["December",28,"1AM to 2AM",1,"December 28, 2019 1:00","2019-12-28T01:00:00",46.9,40.6,33.1,28.9,15.73,0.0751,0.19,13.38]
["December",28,"2AM to 3AM",2,"December 28, 2019 2:00","2019-12-28T02:00:00",{"v":46,"d":"46.0"},39.7,{"v":32,"d":"32.0"},27.6,15.32,0.0752,0.18,13.35]
["December",28,"3AM to 4AM",3,"December 28, 2019 3:00","2019-12-28T03:00:00",44.1,38.7,{"v":32,"d":"32.0"},27.6,14.84,0.0755,0.18,{"v":13.3,"d":"13.30"}]
["December",28,"4AM to 5AM",4,"December 28, 2019 4:00","2019-12-28T04:00:00",44.1,38.7,{"v":32,"d":"32.0"},27.6,14.84,0.0755,0.18,{"v":13.3,"d":"13.30"}]
["December",28,"5AM to 6AM",5,"December 28, 2019 5:00","2019-12-28T05:00:00",44.1,38.7,{"v":32,"d":"32.0"},27.6,14.84,0.0755,0.18,{"v":13.3,"d":"13.30"}]
["December",28,"6AM to 7AM",6,"December 28, 2019 6:00","2019-12-28T06:00:00",{"v":45,"d":"45.0"},38.7,30.9,26.3,14.85,0.0754,0.17,13.32]
["December",28,"7AM to 8AM",7,"December 28, 2019 7:00","2019-12-28T07:00:00",{"v":45,"d":"45.0"},38.4,{"v":30,"d":"30.0"},25.2,14.69,0.0754,0.16,13.31]
["December",28,"8AM to 9AM",8,"December 28, 2019 8:00","2019-12-28T08:00:00",46.9,39.4,{"v":30,"d":"30.0"},25.2,15.17,0.0751,0.16,13.37]
["December",28,"9AM to 10AM",9,"December 28, 2019 9:00","2019-12-28T09:00:00",{"v":50,"d":"50.0"},39.6,26.1,20.9,15.25,0.0747,0.14,13.43]
["December",28,"10AM to 11AM",10,"December 28, 2019 10:00","2019-12-28T10:00:00",{"v":54,"d":"54.0"},41.3,{"v":25,"d":"25.0"},19.9,16.04,0.0741,0.13,13.53]
["December",28,"11AM to 12PM",11,"December 28, 2019 11:00","2019-12-28T11:00:00",55.9,42.6,26.1,20.9,16.68,0.0738,0.14,13.59]
["December",28,"12PM to 1PM",12,"December 28, 2019 12:00","2019-12-28T12:00:00",57.9,42.4,21.9,17.2,16.58,0.0735,0.11,13.63]
["December",28,"1PM to 2PM",13,"December 28, 2019 13:00","2019-12-28T13:00:00",60.1,{"v":44,"d":"44.0"},24.1,19.1,17.39,0.0732,0.12,13.69]
["December",28,"2PM to 3PM",14,"December 28, 2019 14:00","2019-12-28T14:00:00",60.1,{"v":44,"d":"44.0"},24.1,19.1,17.39,0.0732,0.12,13.69]
["December",28,"3PM to 4PM",15,"December 28, 2019 15:00","2019-12-28T15:00:00",60.1,44.3,{"v":25,"d":"25.0"},19.9,17.52,0.0732,0.13,{"v":13.7,"d":"13.70"}]
["December",28,"4PM to 5PM",16,"December 28, 2019 16:00","2019-12-28T16:00:00",60.1,44.6,26.1,20.9,17.68,0.0732,0.14,{"v":13.7,"d":"13.70"}]
["December",28,"5PM to 6PM",17,"December 28, 2019 17:00","2019-12-28T17:00:00",55.9,43.2,{"v":28,"d":"28.0"},{"v":23,"d":"23.0"},{"v":17,"d":"17.00"},0.0738,0.15,{"v":13.6,"d":"13.60"}]
["December",28,"6PM to 7PM",18,"December 28, 2019 18:00","2019-12-28T18:00:00",57.9,44.8,{"v":30,"d":"30.0"},25.2,17.82,0.0735,0.16,13.66]
["December",28,"7PM to 8PM",19,"December 28, 2019 19:00","2019-12-28T19:00:00",53.1,44.4,35.1,31.2,17.58,0.0742,{"v":0.2,"d":"0.20"},13.55]
["December",28,"8PM to 9PM",20,"December 28, 2019 20:00","2019-12-28T20:00:00",53.1,44.4,35.1,31.2,17.58,0.0742,{"v":0.2,"d":"0.20"},13.55]
["December",28,"9PM to 10PM",21,"December 28, 2019 21:00","2019-12-28T21:00:00",{"v":54,"d":"54.0"},44.1,33.1,28.9,17.43,{"v":0.074,"d":"0.0740"},0.19,13.56]
["December",28,"10PM to 11PM",22,"December 28, 2019 22:00","2019-12-28T22:00:00",{"v":54,"d":"54.0"},43.7,{"v":32,"d":"32.0"},27.6,17.24,{"v":0.074,"d":"0.0740"},0.18,13.56]
["December",28,"11PM to 12AM",23,"December 28, 2019 23:00","2019-12-28T23:00:00",53.1,43.2,{"v":32,"d":"32.0"},27.6,17.02,0.0742,0.18,13.53]
["December",29,"12AM to 1AM",0,"December 29, 2019 0:00","2019-12-29",{"v":52,"d":"52.0"},42.3,30.9,26.3,16.55,0.0743,0.17,{"v":13.5,"d":"13.50"}]
["December",29,"1AM to 2AM",1,"December 29, 2019 1:00","2019-12-29T01:00:00",51.1,{"v":43,"d":"43.0"},{"v":34,"d":"34.0"},29.9,{"v":16.9,"d":"16.90"},0.0744,{"v":0.2,"d":"0.20"},13.49]
["December",29,"2AM to 3AM",2,"December 29, 2019 2:00","2019-12-29T02:00:00",51.1,43.4,35.1,31.2,{"v":17.1,"d":"17.10"},0.0744,{"v":0.2,"d":"0.20"},13.49]
["December",29,"3AM to 4AM",3,"December 29, 2019 3:00","2019-12-29T03:00:00",{"v":52,"d":"52.0"},43.4,{"v":34,"d":"34.0"},29.9,17.11,0.0743,{"v":0.2,"d":"0.20"},13.51]
["December",29,"4AM to 5AM",4,"December 29, 2019 4:00","2019-12-29T04:00:00",51.1,42.7,33.1,28.9,16.73,0.0745,0.19,13.49]
["December",29,"5AM to 6AM",5,"December 29, 2019 5:00","2019-12-29T05:00:00",{"v":52,"d":"52.0"},43.1,33.1,28.9,16.95,0.0743,0.19,13.51]
["December",29,"6AM to 7AM",6,"December 29, 2019 6:00","2019-12-29T06:00:00",51.1,42.7,33.1,28.9,16.73,0.0745,0.19,13.49]
["December",29,"7AM to 8AM",7,"December 29, 2019 7:00","2019-12-29T07:00:00",53.1,43.2,{"v":32,"d":"32.0"},27.6,17.02,0.0742,0.18,13.53]
["December",29,"8AM to 9AM",8,"December 29, 2019 8:00","2019-12-29T08:00:00",55.9,43.9,{"v":30,"d":"30.0"},25.2,17.34,0.0738,0.16,{"v":13.6,"d":"13.60"}]
["December",29,"9AM to 10AM",9,"December 29, 2019 9:00","2019-12-29T09:00:00",{"v":57,"d":"57.0"},45.1,{"v":32,"d":"32.0"},27.6,17.98,0.0736,0.18,13.64]
["December",29,"10AM to 11AM",10,"December 29, 2019 10:00","2019-12-29T10:00:00",{"v":59,"d":"59.0"},45.4,{"v":30,"d":"30.0"},25.2,18.08,0.0733,0.16,13.68]
["December",29,"11AM to 12PM",11,"December 29, 2019 11:00","2019-12-29T11:00:00",{"v":61,"d":"61.0"},45.9,28.9,{"v":24,"d":"24.0"},18.37,0.0731,0.16,13.73]
["December",29,"12PM to 1PM",12,"December 29, 2019 12:00","2019-12-29T12:00:00",62.1,46.4,28.9,{"v":24,"d":"24.0"},18.63,0.0729,0.16,13.76]
["December",29,"1PM to 2PM",13,"December 29, 2019 13:00","2019-12-29T13:00:00",{"v":63,"d":"63.0"},46.8,28.9,{"v":24,"d":"24.0"},18.84,0.0728,0.16,13.78]
["December",29,"2PM to 3PM",14,"December 29, 2019 14:00","2019-12-29T14:00:00",64.9,47.4,{"v":28,"d":"28.0"},{"v":23,"d":"23.0"},19.17,0.0725,0.15,13.83]
["December",29,"3PM to 4PM",15,"December 29, 2019 15:00","2019-12-29T15:00:00",{"v":64,"d":"64.0"},{"v":48,"d":"48.0"},30.9,26.3,19.46,0.0726,0.17,13.82]
["December",29,"4PM to 5PM",16,"December 29, 2019 16:00","2019-12-29T16:00:00",{"v":64,"d":"64.0"},{"v":47,"d":"47.0"},{"v":28,"d":"28.0"},{"v":23,"d":"23.0"},18.95,0.0726,0.15,13.81]
["December",29,"5PM to 6PM",17,{"$f":"A8713&\" \"&B8713&\", \"&$D$5&\" \"&D8713&\":00\"","v":"December 29, 2019 17:00"},{"$f":"DATEVALUE(E8713)+TIMEVALUE(E8713)","v":"2019-12-29T17:00:00"},{"v":61,"d":"61.0"},47.6,{"v":34,"d":"34.0"},29.9,19.29,{"v":0.073,"d":"0.0730"},{"v":0.2,"d":"0.20"},13.75]
["December",29,"6PM to 7PM",{"$f":"IF(D8713+1>23,0,D8713+1)","v":18},"December 29, 2019 18:00","2019-12-29T18:00:00",{"v":59,"d":"59.0"},46.4,33.1,28.9,18.65,0.0733,0.19,{"v":13.7,"d":"13.70"}]
["December",29,"7PM to 8PM",19,"December 29, 2019 19:00","2019-12-29T19:00:00",60.1,46.2,30.9,26.3,18.51,0.0732,0.17,13.72]
["December",29,"8PM to 9PM",20,"December 29, 2019 20:00","2019-12-29T20:00:00",{"v":59,"d":"59.0"},45.7,30.9,26.3,18.25,0.0733,0.17,13.69]
["December",29,"9PM to 10PM",21,"December 29, 2019 21:00","2019-12-29T21:00:00",{"v":57,"d":"57.0"},45.5,33.1,28.9,18.17,0.0736,0.19,13.64]
["December",29,"10PM to 11PM",22,"December 29, 2019 22:00","2019-12-29T22:00:00",55.9,{"v":45,"d":"45.0"},33.1,28.9,17.91,0.0738,0.19,13.61]
["December",29,"11PM to 12AM",23,"December 29, 2019 23:00","2019-12-29T23:00:00",{"v":57,"d":"57.0"},45.1,{"v":32,"d":"32.0"},27.6,17.98,0.0736,0.18,13.64]
["December",30,"12AM to 1AM",0,"December 30, 2019 0:00","2019-12-30",55.9,44.6,{"v":32,"d":"32.0"},27.6,17.71,0.0738,0.18,13.61]
["December",30,"1AM to 2AM",1,"December 30, 2019 1:00","2019-12-30T01:00:00",{"v":54,"d":"54.0"},45.1,{"v":36,"d":"36.0"},32.4,17.98,{"v":0.074,"d":"0.0740"},0.21,13.57]
["December",30,"2AM to 3AM",2,"December 30, 2019 2:00","2019-12-30T02:00:00",{"v":55,"d":"55.0"},45.6,{"v":36,"d":"36.0"},32.4,18.24,0.0739,0.21,{"v":13.6,"d":"13.60"}]
["December",30,"3AM to 4AM",3,"December 30, 2019 3:00","2019-12-30T03:00:00",55.9,45.7,35.1,31.2,18.28,0.0737,{"v":0.2,"d":"0.20"},13.62]
["December",30,"4AM to 5AM",4,"December 30, 2019 4:00","2019-12-30T04:00:00",53.1,45.1,{"v":37,"d":"37.0"},33.8,17.98,0.0741,0.22,13.55]
["December",30,"5AM to 6AM",5,"December 30, 2019 5:00","2019-12-30T05:00:00",{"v":52,"d":"52.0"},44.6,{"v":37,"d":"37.0"},33.8,17.72,0.0743,0.22,13.53]
["December",30,"6AM to 7AM",6,"December 30, 2019 6:00","2019-12-30T06:00:00",{"v":50,"d":"50.0"},43.7,{"v":37,"d":"37.0"},33.8,17.24,0.0746,0.22,13.47]
["December",30,"7AM to 8AM",7,"December 30, 2019 7:00","2019-12-30T07:00:00",51.1,44.2,{"v":37,"d":"37.0"},33.8,{"v":17.5,"d":"17.50"},0.0744,0.22,{"v":13.5,"d":"13.50"}]
["December",30,"8AM to 9AM",8,"December 30, 2019 8:00","2019-12-30T08:00:00",{"v":54,"d":"54.0"},45.1,{"v":36,"d":"36.0"},32.4,17.98,{"v":0.074,"d":"0.0740"},0.21,13.57]
["December",30,"9AM to 10AM",9,"December 30, 2019 9:00","2019-12-30T09:00:00",57.9,46.3,{"v":34,"d":"34.0"},29.9,18.55,0.0735,{"v":0.2,"d":"0.20"},13.67]
["December",30,"10AM to 11AM",10,"December 30, 2019 10:00","2019-12-30T10:00:00",{"v":61,"d":"61.0"},47.6,{"v":34,"d":"34.0"},29.9,19.29,{"v":0.073,"d":"0.0730"},{"v":0.2,"d":"0.20"},13.75]
["December",30,"11AM to 12PM",11,"December 30, 2019 11:00","2019-12-30T11:00:00",64.9,49.4,{"v":34,"d":"34.0"},29.9,20.25,0.0725,{"v":0.2,"d":"0.20"},13.86]
["December",30,"12PM to 1PM",12,"December 30, 2019 12:00","2019-12-30T12:00:00",{"v":64,"d":"64.0"},47.3,28.9,{"v":24,"d":"24.0"},{"v":19.1,"d":"19.10"},0.0726,0.16,13.81]
["December",30,"1PM to 2PM",13,"December 30, 2019 13:00","2019-12-30T13:00:00",{"v":68,"d":"68.0"},48.5,{"v":27,"d":"27.0"},21.9,19.73,0.0721,0.14,13.91]
["December",30,"2PM to 3PM",14,"December 30, 2019 14:00","2019-12-30T14:00:00",{"v":68,"d":"68.0"},48.2,26.1,20.9,19.59,0.0721,0.14,13.91]
["December",30,"3PM to 4PM",15,"December 30, 2019 15:00","2019-12-30T15:00:00",{"v":68,"d":"68.0"},48.2,26.1,20.9,19.59,0.0721,0.14,13.91]
["December",30,"4PM to 5PM",16,"December 30, 2019 16:00","2019-12-30T16:00:00",{"v":68,"d":"68.0"},49.1,28.9,{"v":24,"d":"24.0"},20.06,0.0721,0.16,13.92]
["December",30,"5PM to 6PM",17,"December 30, 2019 17:00","2019-12-30T17:00:00",{"v":64,"d":"64.0"},47.7,{"v":30,"d":"30.0"},25.2,{"v":19.3,"d":"19.30"},0.0726,0.16,13.82]
["December",30,"6PM to 7PM",18,"December 30, 2019 18:00","2019-12-30T18:00:00",{"v":61,"d":"61.0"},47.6,{"v":34,"d":"34.0"},29.9,19.29,{"v":0.073,"d":"0.0730"},{"v":0.2,"d":"0.20"},13.75]
["December",30,"7PM to 8PM",19,"December 30, 2019 19:00","2019-12-30T19:00:00",57.9,46.3,{"v":34,"d":"34.0"},29.9,18.55,0.0735,{"v":0.2,"d":"0.20"},13.67]
["December",30,"8PM to 9PM",20,"December 30, 2019 20:00","2019-12-30T20:00:00",57.9,45.9,33.1,28.9,18.38,0.0735,0.19,13.67]
["December",30,"9PM to 10PM",21,"December 30, 2019 21:00","2019-12-30T21:00:00",{"v":59,"d":"59.0"},46.1,{"v":32,"d":"32.0"},27.6,18.45,0.0733,0.18,13.69]
["December",30,"10PM to 11PM",22,"December 30, 2019 22:00","2019-12-30T22:00:00",57.9,45.9,33.1,28.9,18.38,0.0735,0.19,13.67]
["December",30,"11PM to 12AM",23,"December 30, 2019 23:00","2019-12-30T23:00:00",{"v":57,"d":"57.0"},45.8,{"v":34,"d":"34.0"},29.9,18.33,0.0736,{"v":0.2,"d":"0.20"},13.65]
["December",31,"12AM to 1AM",0,"December 31, 2019 0:00","2019-12-31",55.9,45.7,35.1,31.2,18.28,0.0737,{"v":0.2,"d":"0.20"},13.62]
["December",31,"1AM to 2AM",1,"December 31, 2019 1:00","2019-12-31T01:00:00",{"v":55,"d":"55.0"},44.9,{"v":34,"d":"34.0"},29.9,17.85,0.0739,{"v":0.2,"d":"0.20"},13.59]
["December",31,"2AM to 3AM",2,"December 31, 2019 2:00","2019-12-31T02:00:00",{"v":54,"d":"54.0"},44.4,{"v":34,"d":"34.0"},29.9,17.59,{"v":0.074,"d":"0.0740"},{"v":0.2,"d":"0.20"},13.57]
["December",31,"3AM to 4AM",3,"December 31, 2019 3:00","2019-12-31T03:00:00",53.1,{"v":44,"d":"44.0"},{"v":34,"d":"34.0"},29.9,17.37,0.0742,{"v":0.2,"d":"0.20"},13.54]
["December",31,"4AM to 5AM",4,"December 31, 2019 4:00","2019-12-31T04:00:00",{"v":52,"d":"52.0"},43.4,{"v":34,"d":"34.0"},29.9,17.11,0.0743,{"v":0.2,"d":"0.20"},13.51]
["December",31,"5AM to 6AM",5,"December 31, 2019 5:00","2019-12-31T05:00:00",{"v":52,"d":"52.0"},43.8,35.1,31.2,17.32,0.0743,{"v":0.2,"d":"0.20"},13.52]
["December",31,"6AM to 7AM",6,"December 31, 2019 6:00","2019-12-31T06:00:00",51.1,43.8,{"v":36,"d":"36.0"},32.4,17.28,0.0744,0.21,{"v":13.5,"d":"13.50"}]
["December",31,"7AM to 8AM",7,"December 31, 2019 7:00","2019-12-31T07:00:00",51.1,45.4,39.9,37.9,18.13,0.0744,0.25,13.51]
["December",31,"8AM to 9AM",8,"December 31, 2019 8:00","2019-12-31T08:00:00",53.1,44.4,35.1,31.2,17.58,0.0742,{"v":0.2,"d":"0.20"},13.55]
["December",31,"9AM to 10AM",9,"December 31, 2019 9:00","2019-12-31T09:00:00",{"v":54,"d":"54.0"},44.8,35.1,31.2,{"v":17.8,"d":"17.80"},{"v":0.074,"d":"0.0740"},{"v":0.2,"d":"0.20"},13.57]
["December",31,"10AM to 11AM",10,"December 31, 2019 10:00","2019-12-31T10:00:00",{"v":57,"d":"57.0"},45.8,{"v":34,"d":"34.0"},29.9,18.33,0.0736,{"v":0.2,"d":"0.20"},13.65]
["December",31,"11AM to 12PM",11,"December 31, 2019 11:00","2019-12-31T11:00:00",60.1,47.2,{"v":34,"d":"34.0"},29.9,19.07,0.0732,{"v":0.2,"d":"0.20"},13.73]
["December",31,"12PM to 1PM",12,"December 31, 2019 12:00","2019-12-31T12:00:00",{"v":61,"d":"61.0"},47.3,33.1,28.9,19.12,{"v":0.073,"d":"0.0730"},0.19,13.75]
["December",31,"1PM to 2PM",13,"December 31, 2019 13:00","2019-12-31T13:00:00",62.1,50.3,39.9,37.9,20.79,0.0728,0.25,{"v":13.8,"d":"13.80"}]
["December",31,"2PM to 3PM",14,"December 31, 2019 14:00","2019-12-31T14:00:00",{"v":64,"d":"64.0"},52.1,42.1,41.2,21.79,0.0725,0.27,13.87]
["December",31,"3PM to 4PM",15,"December 31, 2019 15:00","2019-12-31T15:00:00",{"v":64,"d":"64.0"},52.4,{"v":43,"d":"43.0"},42.7,22.02,0.0725,0.28,13.87]
["December",31,"4PM to 5PM",16,"December 31, 2019 16:00","2019-12-31T16:00:00",{"v":64,"d":"64.0"},52.4,{"v":43,"d":"43.0"},42.7,22.02,0.0725,0.28,13.87]
["December",31,"5PM to 6PM",17,"December 31, 2019 17:00","2019-12-31T17:00:00",{"v":63,"d":"63.0"},52.5,44.1,44.5,22.04,0.0727,0.29,13.85]
["December",31,"6PM to 7PM",18,"December 31, 2019 18:00","2019-12-31T18:00:00",{"v":63,"d":"63.0"},51.6,42.1,41.2,21.53,0.0727,0.27,13.84]
["December",31,"7PM to 8PM",19,"December 31, 2019 19:00","2019-12-31T19:00:00",57.9,49.9,{"v":43,"d":"43.0"},42.7,20.53,0.0734,0.28,13.71]
["December",31,"8PM to 9PM",20,"December 31, 2019 20:00","2019-12-31T20:00:00",55.9,{"v":49,"d":"49.0"},{"v":43,"d":"43.0"},42.7,20.05,0.0737,0.28,13.66]
["December",31,"9PM to 10PM",21,"December 31, 2019 21:00","2019-12-31T21:00:00",{"v":55,"d":"55.0"},48.6,{"v":43,"d":"43.0"},42.7,19.83,0.0738,0.28,13.63]
["December",31,"10PM to 11PM",22,"December 31, 2019 22:00","2019-12-31T22:00:00",{"v":54,"d":"54.0"},48.1,{"v":43,"d":"43.0"},42.7,19.57,0.0739,0.28,13.61]
["December",31,"11PM to 12AM",23,"December 31, 2019 23:00","2019-12-31T23:00:00",{"v":52,"d":"52.0"},47.2,{"v":43,"d":"43.0"},42.7,19.09,0.0742,0.28,13.55]

{"sheet":"Phoenix TMY 2","index":2,"n_rows":8767,"n_cols":14,"rows_kept":4500,"cut":true,"merged":[[5,4,6,4],[5,5,6,5]],"bounds":{"rows_first":2000,"rows_last":500,"rows_between":2000,"halvings":0}}
["Country: USA"]
["State: AZ"]
["City: PHOENIX"]
["Altitude: 1112 ft."]
[{"$nulls":3},{"v":2019,"d":"2,019"}]
["Month","Day","Hour","Hour as 0-23","Date and Time Text String","Excel Date and Time","Dry Bulb","Wet Bulb","Dew Point","Humidity Ratio","Enthalpy","Density","Vapor Pressure","Specific Volume"]
[{"$nulls":6},"°F","°F","°F","gr/lb","btu/lb","lb/cu.ft.","in. HG","cu.ft./lb"]
["January",1,"12AM to 1AM",0,{"$f":"A8&\" \"&B8&\", \"&$D$5&\" \"&D8&\":00\"","v":"January 1, 2019 0:00"},{"$f":"DATEVALUE(E8)+TIMEVALUE(E8)","v":"2019-01-01"},42.1,35.3,26.1,{"v":21,"d":"21.0"},13.34,0.0758,0.14,13.23]
["January",1,"1AM to 2AM",{"$f":"IF(D8+1>23,0,D8+1)","v":1},{"$f":"A9&\" \"&B9&\", \"&$D$5&\" \"&D9&\":00\"","v":"January 1, 2019 1:00"},{"$f":"DATEVALUE(E9)+TIMEVALUE(E9)","v":"2019-01-01T01:00:00"},42.1,34.7,24.1,19.1,13.05,0.0758,0.12,13.22]
["January",1,"2AM to 3AM",{"$f":"IF(D9+1>23,0,D9+1)","v":2},"January 1, 2019 2:00","2019-01-01T02:00:00",{"v":41,"d":"41.0"},33.4,21.9,17.2,{"v":12.5,"d":"12.50"},{"v":0.076,"d":"0.0760"},0.11,13.19]
["January",1,"3AM to 4AM",3,"January 1, 2019 3:00","2019-01-01T03:00:00",{"v":43,"d":"43.0"},33.9,19.9,15.6,12.73,0.0757,{"v":0.1,"d":"0.10"},13.24]
["January",1,"4AM to 5AM",4,"January 1, 2019 4:00","2019-01-01T04:00:00",{"v":43,"d":"43.0"},33.7,{"v":19,"d":"19.0"},{"v":15,"d":"15.0"},12.63,0.0757,{"v":0.1,"d":"0.10"},13.23]
["January",1,"5AM to 6AM",5,"January 1, 2019 5:00","2019-01-01T05:00:00",{"v":43,"d":"43.0"},34.5,21.9,17.2,12.98,0.0757,0.11,13.24]
["January",1,"6AM to 7AM",6,"January 1, 2019 6:00","2019-01-01T06:00:00",{"v":43,"d":"43.0"},34.2,{"v":21,"d":"21.0"},16.5,12.86,0.0757,0.11,13.24]
["January",1,"7AM to 8AM",7,"January 1, 2019 7:00","2019-01-01T07:00:00",{"v":43,"d":"43.0"},33.4,{"v":18,"d":"18.0"},14.2,12.51,0.0757,0.09,13.23]
["January",1,"8AM to 9AM",8,"January 1, 2019 8:00","2019-01-01T08:00:00",44.1,34.5,19.9,15.6,12.99,0.0756,{"v":0.1,"d":"0.10"},13.26]
["January",1,"9AM to 10AM",9,"January 1, 2019 9:00","2019-01-01T09:00:00",48.9,37.5,{"v":21,"d":"21.0"},16.5,14.29,0.0748,0.11,13.39]
["January",1,"10AM to 11AM",10,"January 1, 2019 10:00","2019-01-01T10:00:00",{"v":54,"d":"54.0"},39.7,{"v":19,"d":"19.0"},{"v":15,"d":"15.0"},15.28,0.0741,{"v":0.1,"d":"0.10"},13.52]
["January",1,"11AM to 12PM",11,"January 1, 2019 11:00","2019-01-01T11:00:00",{"v":57,"d":"57.0"},40.8,17.1,13.6,{"v":15.8,"d":"15.80"},0.0737,0.09,{"v":13.6,"d":"13.60"}]
["January",1,"12PM to 1PM",12,"January 1, 2019 12:00","2019-01-01T12:00:00",{"v":61,"d":"61.0"},42.2,{"v":14,"d":"14.0"},11.7,16.46,0.0731,0.08,{"v":13.7,"d":"13.70"}]
["January",1,"1PM to 2PM",13,"January 1, 2019 13:00","2019-01-01T13:00:00",62.1,43.3,17.1,13.6,17.01,{"v":0.073,"d":"0.0730"},0.09,13.73]
["January",1,"2PM to 3PM",14,"January 1, 2019 14:00","2019-01-01T14:00:00",{"v":63,"d":"63.0"},43.9,{"v":18,"d":"18.0"},14.2,17.33,0.0728,0.09,13.76]
["January",1,"3PM to 4PM",15,"January 1, 2019 15:00","2019-01-01T15:00:00",{"v":63,"d":"63.0"},43.9,{"v":18,"d":"18.0"},14.2,17.33,0.0728,0.09,13.76]
["January",1,"4PM to 5PM",16,"January 1, 2019 16:00","2019-01-01T16:00:00",62.1,43.9,19.9,15.6,17.33,{"v":0.073,"d":"0.0730"},{"v":0.1,"d":"0.10"},13.74]
["January",1,"5PM to 6PM",17,"January 1, 2019 17:00","2019-01-01T17:00:00",57.9,42.7,{"v":23,"d":"23.0"},18.1,16.72,0.0735,0.12,13.64]
["January",1,"6PM to 7PM",18,"January 1, 2019 18:00","2019-01-01T18:00:00",{"v":54,"d":"54.0"},41.3,{"v":25,"d":"25.0"},19.9,16.04,0.0741,0.13,13.54]
["January",1,"7PM to 8PM",19,"January 1, 2019 19:00","2019-01-01T19:00:00",{"v":52,"d":"52.0"},40.9,{"v":27,"d":"27.0"},21.9,15.86,0.0743,0.14,13.49]
["January",1,"8PM to 9PM",20,"January 1, 2019 20:00","2019-01-01T20:00:00",51.1,39.8,{"v":25,"d":"25.0"},19.9,15.35,0.0745,0.13,13.46]
["January",1,"9PM to 10PM",21,"January 1, 2019 21:00","2019-01-01T21:00:00",{"v":48,"d":"48.0"},38.2,{"v":25,"d":"25.0"},19.9,14.61,0.0749,0.13,13.38]
["January",1,"10PM to 11PM",22,"January 1, 2019 22:00","2019-01-01T22:00:00",46.9,36.1,19.9,15.6,13.69,0.0751,{"v":0.1,"d":"0.10"},13.34]
["January",1,"11PM to 12AM",23,"January 1, 2019 23:00","2019-01-01T23:00:00",44.1,34.8,{"v":21,"d":"21.0"},16.5,13.12,0.0756,0.11,13.27]
["January",2,"12AM to 1AM",0,"January 2, 2019 0:00","2019-01-02",{"v":43,"d":"43.0"},33.4,{"v":18,"d":"18.0"},14.2,12.51,0.0757,0.09,13.23]
["January",2,"1AM to 2AM",1,"January 2, 2019 1:00","2019-01-02T01:00:00",42.1,32.9,{"v":18,"d":"18.0"},14.2,{"v":12.3,"d":"12.30"},0.0759,0.09,13.21]
["January",2,"2AM to 3AM",2,"January 2, 2019 2:00","2019-01-02T02:00:00",{"v":41,"d":"41.0"},31.4,17.1,13.6,11.94,{"v":0.076,"d":"0.0760"},0.09,13.18]
["January",2,"3AM to 4AM",3,"January 2, 2019 3:00","2019-01-02T03:00:00",42.1,32.7,17.1,13.6,{"v":12.2,"d":"12.20"},0.0759,0.09,13.21]
["January",2,"4AM to 5AM",4,"January 2, 2019 4:00","2019-01-02T04:00:00",{"v":41,"d":"41.0"},31.6,{"v":18,"d":"18.0"},14.2,12.04,{"v":0.076,"d":"0.0760"},0.09,13.18]
["January",2,"5AM to 6AM",5,"January 2, 2019 5:00","2019-01-02T05:00:00",{"v":39,"d":"39.0"},30.9,{"v":19,"d":"19.0"},{"v":15,"d":"15.0"},11.68,0.0763,{"v":0.1,"d":"0.10"},13.13]
["January",2,"6AM to 7AM",6,"January 2, 2019 6:00","2019-01-02T06:00:00",39.9,31.1,{"v":18,"d":"18.0"},14.2,11.78,0.0762,0.09,13.15]
["January",2,"7AM to 8AM",7,"January 2, 2019 7:00","2019-01-02T07:00:00",39.9,31.3,{"v":19,"d":"19.0"},{"v":15,"d":"15.0"},11.89,0.0762,{"v":0.1,"d":"0.10"},13.15]
["January",2,"8AM to 9AM",8,"January 2, 2019 8:00","2019-01-02T08:00:00",{"v":46,"d":"46.0"},35.6,19.9,15.6,13.47,0.0753,{"v":0.1,"d":"0.10"},13.32]
["January",2,"9AM to 10AM",9,"January 2, 2019 9:00","2019-01-02T09:00:00",51.1,38.6,{"v":21,"d":"21.0"},16.5,14.82,0.0745,0.11,13.45]
["January",2,"10AM to 11AM",10,"January 2, 2019 10:00","2019-01-02T10:00:00",{"v":54,"d":"54.0"},40.7,{"v":23,"d":"23.0"},18.1,15.76,0.0741,0.12,13.53]
["January",2,"11AM to 12PM",11,"January 2, 2019 11:00","2019-01-02T11:00:00",57.9,43.2,{"v":25,"d":"25.0"},19.9,{"v":17,"d":"17.00"},0.0735,0.13,13.64]
["January",2,"12PM to 1PM",12,"January 2, 2019 12:00","2019-01-02T12:00:00",60.1,44.3,{"v":25,"d":"25.0"},19.9,17.52,0.0732,0.13,{"v":13.7,"d":"13.70"}]
["January",2,"1PM to 2PM",13,"January 2, 2019 13:00","2019-01-02T13:00:00",{"v":61,"d":"61.0"},{"v":45,"d":"45.0"},26.1,{"v":21,"d":"21.0"},{"v":17.9,"d":"17.90"},0.0731,0.14,13.73]
["January",2,"2PM to 3PM",14,"January 2, 2019 14:00","2019-01-02T14:00:00",{"v":63,"d":"63.0"},46.2,{"v":27,"d":"27.0"},21.9,18.51,0.0728,0.14,13.78]
["January",2,"3PM to 4PM",15,"January 2, 2019 15:00","2019-01-02T15:00:00",62.1,45.8,{"v":27,"d":"27.0"},21.9,{"v":18.3,"d":"18.30"},0.0729,0.14,13.76]
["January",2,"4PM to 5PM",16,"January 2, 2019 16:00","2019-01-02T16:00:00",60.1,45.2,{"v":28,"d":"28.0"},{"v":23,"d":"23.0"},{"v":18,"d":"18.00"},0.0732,0.15,13.71]
["January",2,"5PM to 6PM",17,"January 2, 2019 17:00","2019-01-02T17:00:00",{"v":57,"d":"57.0"},{"v":44,"d":"44.0"},28.9,{"v":24,"d":"24.0"},17.41,0.0736,0.16,13.63]
["January",2,"6PM to 7PM",18,"January 2, 2019 18:00","2019-01-02T18:00:00",{"v":54,"d":"54.0"},42.6,28.9,{"v":24,"d":"24.0"},16.67,{"v":0.074,"d":"0.0740"},0.16,13.55]
["January",2,"7PM to 8PM",19,"January 2, 2019 19:00","2019-01-02T19:00:00",51.1,41.5,{"v":30,"d":"30.0"},25.2,16.17,0.0745,0.16,13.48]
["January",2,"8PM to 9PM",20,"January 2, 2019 20:00","2019-01-02T20:00:00",{"v":50,"d":"50.0"},{"v":41,"d":"41.0"},{"v":30,"d":"30.0"},25.2,15.91,0.0746,0.16,13.45]
["January",2,"9PM to 10PM",21,"January 2, 2019 21:00","2019-01-02T21:00:00",48.9,{"v":40,"d":"40.0"},28.9,{"v":24,"d":"24.0"},15.45,0.0748,0.16,13.42]
["January",2,"10PM to 11PM",22,"January 2, 2019 22:00","2019-01-02T22:00:00",{"v":48,"d":"48.0"},{"v":40,"d":"40.0"},{"v":30,"d":"30.0"},25.2,15.43,0.0749,0.16,{"v":13.4,"d":"13.40"}]
["January",2,"11PM to 12AM",23,"January 2, 2019 23:00","2019-01-02T23:00:00",46.9,38.3,{"v":27,"d":"27.0"},21.9,14.65,0.0751,0.14,13.36]
["January",3,"12AM to 1AM",0,"January 3, 2019 0:00","2019-01-03",{"v":46,"d":"46.0"},37.5,26.1,{"v":21,"d":"21.0"},14.29,0.0752,0.14,13.33]
["January",3,"1AM to 2AM",1,"January 3, 2019 1:00","2019-01-03T01:00:00",44.1,36.7,{"v":27,"d":"27.0"},21.9,13.95,0.0755,0.14,13.28]
["January",3,"2AM to 3AM",2,"January 3, 2019 2:00","2019-01-03T02:00:00",44.1,{"v":36,"d":"36.0"},{"v":25,"d":"25.0"},19.9,13.65,0.0755,0.13,13.28]
["January",3,"3AM to 4AM",3,"January 3, 2019 3:00","2019-01-03T03:00:00",{"v":43,"d":"43.0"},35.2,24.1,19.1,13.26,0.0757,0.12,13.25]
["January",3,"4AM to 5AM",4,"January 3, 2019 4:00","2019-01-03T04:00:00",42.1,{"v":36,"d":"36.0"},{"v":28,"d":"28.0"},{"v":23,"d":"23.0"},13.65,0.0758,0.15,13.23]
["January",3,"5AM to 6AM",5,"January 3, 2019 5:00","2019-01-03T05:00:00",{"v":41,"d":"41.0"},36.6,30.9,26.3,{"v":13.9,"d":"13.90"},{"v":0.076,"d":"0.0760"},0.17,13.22]
["January",3,"6AM to 7AM",6,"January 3, 2019 6:00","2019-01-03T06:00:00",{"v":41,"d":"41.0"},36.6,30.9,26.3,{"v":13.9,"d":"13.90"},{"v":0.076,"d":"0.0760"},0.17,13.22]
["January",3,"7AM to 8AM",7,"January 3, 2019 7:00","2019-01-03T07:00:00",{"v":41,"d":"41.0"},36.6,30.9,26.3,{"v":13.9,"d":"13.90"},{"v":0.076,"d":"0.0760"},0.17,13.22]
["January",3,"8AM to 9AM",8,"January 3, 2019 8:00","2019-01-03T08:00:00",{"v":43,"d":"43.0"},38.1,{"v":32,"d":"32.0"},27.6,14.58,0.0756,0.18,13.27]
["January",3,"9AM to 10AM",9,"January 3, 2019 9:00","2019-01-03T09:00:00",{"v":48,"d":"48.0"},40.3,30.9,26.3,15.59,0.0749,0.17,{"v":13.4,"d":"13.40"}]
["January",3,"10AM to 11AM",10,"January 3, 2019 10:00","2019-01-03T10:00:00",{"v":52,"d":"52.0"},42.3,30.9,26.3,16.55,0.0743,0.17,13.51]
["January",3,"11AM to 12PM",11,"January 3, 2019 11:00","2019-01-03T11:00:00",{"v":55,"d":"55.0"},43.5,{"v":30,"d":"30.0"},25.2,17.12,0.0739,0.16,13.58]
["January",3,"12PM to 1PM",12,"January 3, 2019 12:00","2019-01-03T12:00:00",{"v":59,"d":"59.0"},45.4,{"v":30,"d":"30.0"},25.2,18.08,0.0733,0.16,13.69]
["January",3,"1PM to 2PM",13,"January 3, 2019 13:00","2019-01-03T13:00:00",60.1,45.9,{"v":30,"d":"30.0"},25.2,18.34,0.0732,0.16,13.72]
["January",3,"2PM to 3PM",14,"January 3, 2019 14:00","2019-01-03T14:00:00",60.1,45.9,{"v":30,"d":"30.0"},25.2,18.34,0.0732,0.16,13.72]
["January",3,"3PM to 4PM",15,"January 3, 2019 15:00","2019-01-03T15:00:00",60.1,45.9,{"v":30,"d":"30.0"},25.2,18.34,0.0732,0.16,13.72]
["January",3,"4PM to 5PM",16,"January 3, 2019 16:00","2019-01-03T16:00:00",{"v":59,"d":"59.0"},46.1,{"v":32,"d":"32.0"},27.6,18.46,0.0733,0.18,{"v":13.7,"d":"13.70"}]
["January",3,"5PM to 6PM",17,{"$f":"A73&\" \"&B73&\", \"&$D$5&\" \"&D73&\":00\"","v":"January 3, 2019 17:00"},{"$f":"DATEVALUE(E73)+TIMEVALUE(E73)","v":"2019-01-03T17:00:00"},57.9,45.9,33.1,28.9,18.39,0.0735,0.19,13.67]
["January",3,"6PM to 7PM",{"$f":"IF(D73+1>23,0,D73+1)","v":18},"January 3, 2019 18:00","2019-01-03T18:00:00",55.9,45.3,{"v":34,"d":"34.0"},29.9,18.07,0.0737,{"v":0.2,"d":"0.20"},13.62]
["January",3,"7PM to 8PM",19,"January 3, 2019 19:00","2019-01-03T19:00:00",55.9,45.3,{"v":34,"d":"34.0"},29.9,18.07,0.0737,{"v":0.2,"d":"0.20"},13.62]
["January",3,"8PM to 9PM",20,"January 3, 2019 20:00","2019-01-03T20:00:00",{"v":54,"d":"54.0"},44.4,{"v":34,"d":"34.0"},29.9,17.59,{"v":0.074,"d":"0.0740"},{"v":0.2,"d":"0.20"},13.57]
["January",3,"9PM to 10PM",21,"January 3, 2019 21:00","2019-01-03T21:00:00",{"v":52,"d":"52.0"},43.8,35.1,31.3,17.32,0.0743,{"v":0.2,"d":"0.20"},13.52]
["January",3,"10PM to 11PM",22,"January 3, 2019 22:00","2019-01-03T22:00:00",{"v":52,"d":"52.0"},43.4,{"v":34,"d":"34.0"},29.9,17.11,0.0743,{"v":0.2,"d":"0.20"},13.52]
["January",3,"11PM to 12AM",23,"January 3, 2019 23:00","2019-01-03T23:00:00",{"v":50,"d":"50.0"},42.5,{"v":34,"d":"34.0"},29.9,16.64,0.0746,{"v":0.2,"d":"0.20"},13.46]
["January",4,"12AM to 1AM",0,"January 4, 2019 0:00","2019-01-04",{"v":50,"d":"50.0"},43.2,{"v":36,"d":"36.0"},32.4,17.02,0.0746,0.21,13.47]
["January",4,"1AM to 2AM",1,"January 4, 2019 1:00","2019-01-04T01:00:00",{"v":50,"d":"50.0"},43.2,{"v":36,"d":"36.0"},32.4,17.02,0.0746,0.21,13.47]
["January",4,"2AM to 3AM",2,"January 4, 2019 2:00","2019-01-04T02:00:00",{"v":50,"d":"50.0"},43.2,{"v":36,"d":"36.0"},32.4,17.02,0.0746,0.21,13.47]
["January",4,"3AM to 4AM",3,"January 4, 2019 3:00","2019-01-04T03:00:00",51.1,43.8,{"v":36,"d":"36.0"},32.4,17.28,0.0744,0.21,{"v":13.5,"d":"13.50"}]
["January",4,"4AM to 5AM",4,"January 4, 2019 4:00","2019-01-04T04:00:00",51.1,43.8,{"v":36,"d":"36.0"},32.4,17.28,0.0744,0.21,{"v":13.5,"d":"13.50"}]
["January",4,"5AM to 6AM",5,"January 4, 2019 5:00","2019-01-04T05:00:00",{"v":50,"d":"50.0"},42.9,35.1,31.3,16.84,0.0746,{"v":0.2,"d":"0.20"},13.47]
["January",4,"6AM to 7AM",6,"January 4, 2019 6:00","2019-01-04T06:00:00",{"v":50,"d":"50.0"},43.7,{"v":37,"d":"37.0"},33.8,17.24,0.0746,0.22,13.48]
["January",4,"7AM to 8AM",7,"January 4, 2019 7:00","2019-01-04T07:00:00",48.9,43.5,37.9,35.1,17.17,0.0747,0.23,13.45]
["January",4,"8AM to 9AM",8,"January 4, 2019 8:00","2019-01-04T08:00:00",{"v":50,"d":"50.0"},{"v":44,"d":"44.0"},37.9,35.1,17.43,0.0746,0.23,13.48]
["January",4,"9AM to 10AM",9,"January 4, 2019 9:00","2019-01-04T09:00:00",{"v":50,"d":"50.0"},{"v":44,"d":"44.0"},37.9,35.1,17.43,0.0746,0.23,13.48]
["January",4,"10AM to 11AM",10,"January 4, 2019 10:00","2019-01-04T10:00:00",55.9,46.1,{"v":36,"d":"36.0"},32.4,18.46,0.0737,0.21,13.63]
["January",4,"11AM to 12PM",11,"January 4, 2019 11:00","2019-01-04T11:00:00",{"v":59,"d":"59.0"},47.5,{"v":36,"d":"36.0"},32.4,{"v":19.2,"d":"19.20"},0.0733,0.21,13.71]
["January",4,"12PM to 1PM",12,"January 4, 2019 12:00","2019-01-04T12:00:00",{"v":63,"d":"63.0"},48.5,{"v":34,"d":"34.0"},29.9,19.77,0.0727,{"v":0.2,"d":"0.20"},13.81]
["January",4,"1PM to 2PM",13,"January 4, 2019 13:00","2019-01-04T13:00:00",64.9,49.4,{"v":34,"d":"34.0"},29.9,20.25,0.0725,{"v":0.2,"d":"0.20"},13.86]
["January",4,"2PM to 3PM",14,"January 4, 2019 14:00","2019-01-04T14:00:00",{"v":66,"d":"66.0"},49.6,33.1,28.9,20.34,0.0723,0.19,13.88]
["January",4,"3PM to 4PM",15,"January 4, 2019 15:00","2019-01-04T15:00:00",66.9,{"v":50,"d":"50.0"},33.1,28.9,20.56,0.0722,0.19,13.91]
["January",4,"4PM to 5PM",16,"January 4, 2019 16:00","2019-01-04T16:00:00",{"v":66,"d":"66.0"},49.9,{"v":34,"d":"34.0"},29.9,20.51,0.0723,{"v":0.2,"d":"0.20"},13.89]
["January",4,"5PM to 6PM",17,"January 4, 2019 17:00","2019-01-04T17:00:00",{"v":64,"d":"64.0"},{"v":49,"d":"49.0"},{"v":34,"d":"34.0"},29.9,20.03,0.0726,{"v":0.2,"d":"0.20"},13.84]
["January",4,"6PM to 7PM",18,"January 4, 2019 18:00","2019-01-04T18:00:00",{"v":61,"d":"61.0"},49.1,37.9,35.1,20.09,{"v":0.073,"d":"0.0730"},0.23,13.77]
["January",4,"7PM to 8PM",19,"January 4, 2019 19:00","2019-01-04T19:00:00",{"v":59,"d":"59.0"},48.2,37.9,35.1,19.61,0.0733,0.23,13.72]
["January",4,"8PM to 9PM",20,"January 4, 2019 20:00","2019-01-04T20:00:00",57.9,48.5,39.9,37.9,19.79,0.0734,0.25,{"v":13.7,"d":"13.70"}]
["January",4,"9PM to 10PM",21,"January 4, 2019 21:00","2019-01-04T21:00:00",{"v":57,"d":"57.0"},47.8,{"v":39,"d":"39.0"},36.6,19.37,0.0735,0.24,13.67]
["January",4,"10PM to 11PM",22,"January 4, 2019 22:00","2019-01-04T22:00:00",{"v":55,"d":"55.0"},46.9,{"v":39,"d":"39.0"},36.6,18.89,0.0738,0.24,13.62]
["January",4,"11PM to 12AM",23,"January 4, 2019 23:00","2019-01-04T23:00:00",{"v":55,"d":"55.0"},46.9,{"v":39,"d":"39.0"},36.6,18.89,0.0738,0.24,13.62]
["January",5,"12AM to 1AM",0,"January 5, 2019 0:00","2019-01-05",{"v":54,"d":"54.0"},46.4,{"v":39,"d":"39.0"},36.6,18.62,{"v":0.074,"d":"0.0740"},0.24,13.59]
["January",5,"1AM to 2AM",1,"January 5, 2019 1:00","2019-01-05T01:00:00",53.1,46.3,39.9,37.9,18.61,0.0741,0.25,13.57]
["January",5,"2AM to 3AM",2,"January 5, 2019 2:00","2019-01-05T02:00:00",{"v":52,"d":"52.0"},46.3,{"v":41,"d":"41.0"},39.5,{"v":18.6,"d":"18.60"},0.0742,0.26,13.55]
["January",5,"3AM to 4AM",3,"January 5, 2019 3:00","2019-01-05T03:00:00",{"v":52,"d":"52.0"},46.3,{"v":41,"d":"41.0"},39.5,{"v":18.6,"d":"18.60"},0.0742,0.26,13.55]
["January",5,"4AM to 5AM",4,"January 5, 2019 4:00","2019-01-05T04:00:00",{"v":52,"d":"52.0"},46.3,{"v":41,"d":"41.0"},39.5,{"v":18.6,"d":"18.60"},0.0742,0.26,13.55]
["January",5,"5AM to 6AM",5,"January 5, 2019 5:00","2019-01-05T05:00:00",{"v":52,"d":"52.0"},46.3,{"v":41,"d":"41.0"},39.5,{"v":18.6,"d":"18.60"},0.0742,0.26,13.55]
["January",5,"6AM to 7AM",6,"January 5, 2019 6:00","2019-01-05T06:00:00",53.1,46.3,39.9,37.9,18.61,0.0741,0.25,13.57]
["January",5,"7AM to 8AM",7,"January 5, 2019 7:00","2019-01-05T07:00:00",51.1,46.4,42.1,41.2,18.65,0.0744,0.27,13.53]
["January",5,"8AM to 9AM",8,"January 5, 2019 8:00","2019-01-05T08:00:00",{"v":52,"d":"52.0"},46.8,42.1,41.2,18.87,0.0742,0.27,13.55]
["January",5,"9AM to 10AM",9,"January 5, 2019 9:00","2019-01-05T09:00:00",{"v":52,"d":"52.0"},48.2,{"v":45,"d":"45.0"},46.1,19.62,0.0742,{"v":0.3,"d":"0.30"},13.57]
["January",5,"10AM to 11AM",10,"January 5, 2019 10:00","2019-01-05T10:00:00",53.1,48.7,{"v":45,"d":"45.0"},46.1,19.88,{"v":0.074,"d":"0.0740"},{"v":0.3,"d":"0.30"},{"v":13.6,"d":"13.60"}]
["January",5,"11AM to 12PM",11,"January 5, 2019 11:00","2019-01-05T11:00:00",{"v":55,"d":"55.0"},49.1,44.1,44.5,20.12,0.0738,0.29,13.64]
["January",5,"12PM to 1PM",12,"January 5, 2019 12:00","2019-01-05T12:00:00",{"v":57,"d":"57.0"},{"v":50,"d":"50.0"},44.1,44.5,{"v":20.6,"d":"20.60"},0.0735,0.29,{"v":13.7,"d":"13.70"}]
["January",5,"1PM to 2PM",13,"January 5, 2019 13:00","2019-01-05T13:00:00",57.9,51.7,46.9,49.7,21.63,0.0733,0.32,13.74]
["January",5,"2PM to 3PM",14,"January 5, 2019 14:00","2019-01-05T14:00:00",{"v":57,"d":"57.0"},50.4,{"v":45,"d":"45.0"},46.1,20.84,0.0735,{"v":0.3,"d":"0.30"},{"v":13.7,"d":"13.70"}]
["January",5,"3PM to 4PM",15,"January 5, 2019 15:00","2019-01-05T15:00:00",{"v":57,"d":"57.0"},50.4,{"v":45,"d":"45.0"},46.1,20.84,0.0735,{"v":0.3,"d":"0.30"},{"v":13.7,"d":"13.70"}]
["January",5,"4PM to 5PM",16,"January 5, 2019 16:00","2019-01-05T16:00:00",{"v":57,"d":"57.0"},50.4,{"v":45,"d":"45.0"},46.1,20.84,0.0735,{"v":0.3,"d":"0.30"},{"v":13.7,"d":"13.70"}]
["January",5,"5PM to 6PM",17,"January 5, 2019 17:00","2019-01-05T17:00:00",{"v":57,"d":"57.0"},50.9,{"v":46,"d":"46.0"},48.1,21.15,0.0735,0.31,13.71]
["January",5,"6PM to 7PM",18,"January 5, 2019 18:00","2019-01-05T18:00:00",55.9,49.9,{"v":45,"d":"45.0"},46.1,20.58,0.0736,{"v":0.3,"d":"0.30"},13.67]
["January",5,"7PM to 8PM",19,"January 5, 2019 19:00","2019-01-05T19:00:00",{"v":55,"d":"55.0"},50.1,{"v":46,"d":"46.0"},48.1,20.67,0.0737,0.31,13.65]
["January",5,"8PM to 9PM",20,"January 5, 2019 20:00","2019-01-05T20:00:00",55.9,49.9,{"v":45,"d":"45.0"},46.1,20.58,0.0736,{"v":0.3,"d":"0.30"},13.67]
["January",5,"9PM to 10PM",21,"January 5, 2019 21:00","2019-01-05T21:00:00",55.9,50.5,{"v":46,"d":"46.0"},48.1,20.88,0.0736,0.31,13.68]
["January",5,"10PM to 11PM",22,"January 5, 2019 22:00","2019-01-05T22:00:00",{"v":54,"d":"54.0"},50.1,46.9,49.7,20.66,0.0739,0.32,13.63]
["January",5,"11PM to 12AM",23,"January 5, 2019 23:00","2019-01-05T23:00:00",{"v":52,"d":"52.0"},49.8,{"v":48,"d":"48.0"},51.8,20.51,0.0742,0.34,13.58]
["January",6,"12AM to 1AM",0,"January 6, 2019 0:00","2019-01-06",51.1,49.9,48.9,53.6,20.57,0.0743,0.35,13.57]
["January",6,"1AM to 2AM",1,"January 6, 2019 1:00","2019-01-06T01:00:00",51.1,49.9,48.9,53.6,20.57,0.0743,0.35,13.57]
["January",6,"2AM to 3AM",2,"January 6, 2019 2:00","2019-01-06T02:00:00",{"v":50,"d":"50.0"},48.9,{"v":48,"d":"48.0"},51.8,20.02,0.0744,0.34,13.53]
["January",6,"3AM to 4AM",3,"January 6, 2019 3:00","2019-01-06T03:00:00",48.9,47.8,46.9,49.7,19.44,0.0746,0.32,{"v":13.5,"d":"13.50"}]
["January",6,"4AM to 5AM",4,"January 6, 2019 4:00","2019-01-06T04:00:00",48.9,48.4,{"v":48,"d":"48.0"},51.8,19.76,0.0746,0.34,{"v":13.5,"d":"13.50"}]
["January",6,"5AM to 6AM",5,"January 6, 2019 5:00","2019-01-06T05:00:00",{"v":48,"d":"48.0"},47.4,46.9,49.7,19.22,0.0748,0.32,13.47]
["January",6,"6AM to 7AM",6,"January 6, 2019 6:00","2019-01-06T06:00:00",46.9,46.5,{"v":46,"d":"46.0"},48.1,{"v":18.7,"d":"18.70"},0.0749,0.31,13.44]
["January",6,"7AM to 8AM",7,"January 6, 2019 7:00","2019-01-06T07:00:00",46.9,46.5,{"v":46,"d":"46.0"},48.1,{"v":18.7,"d":"18.70"},0.0749,0.31,13.44]
["January",6,"8AM to 9AM",8,"January 6, 2019 8:00","2019-01-06T08:00:00",46.9,46.9,46.9,49.7,18.96,0.0749,0.32,13.44]
["January",6,"9AM to 10AM",9,{"$f":"A137&\" \"&B137&\", \"&$D$5&\" \"&D137&\":00\"","v":"January 6, 2019 9:00"},{"$f":"DATEVALUE(E137)+TIMEVALUE(E137)","v":"2019-01-06T09:00:00"},{"v":48,"d":"48.0"},47.4,46.9,49.7,19.22,0.0748,0.32,13.47]
["January",6,"10AM to 11AM",{"$f":"IF(D137+1>23,0,D137+1)","v":10},"January 6, 2019 10:00","2019-01-06T10:00:00",{"v":52,"d":"52.0"},49.2,46.9,49.7,20.18,0.0742,0.32,13.58]
["January",6,"11AM to 12PM",11,"January 6, 2019 11:00","2019-01-06T11:00:00",55.9,50.9,46.9,49.7,21.15,0.0736,0.32,13.68]
["January",6,"12PM to 1PM",12,"January 6, 2019 12:00","2019-01-06T12:00:00",57.9,51.3,{"v":46,"d":"46.0"},48.1,21.37,0.0733,0.31,13.73]
["January",6,"1PM to 2PM",13,"January 6, 2019 13:00","2019-01-06T13:00:00",60.1,51.3,44.1,44.5,21.34,{"v":0.073,"d":"0.0730"},0.29,13.78]
["January",6,"2PM to 3PM",14,"January 6, 2019 14:00","2019-01-06T14:00:00",62.1,52.1,44.1,44.5,21.82,0.0728,0.29,13.83]
["January",6,"3PM to 4PM",15,"January 6, 2019 15:00","2019-01-06T15:00:00",{"v":61,"d":"61.0"},51.2,{"v":43,"d":"43.0"},42.7,21.28,0.0729,0.28,13.79]
["January",6,"4PM to 5PM",16,"January 6, 2019 16:00","2019-01-06T16:00:00",60.1,50.4,42.1,41.2,20.83,0.0731,0.27,13.77]
["January",6,"5PM to 6PM",17,"January 6, 2019 17:00","2019-01-06T17:00:00",57.9,49.5,42.1,41.2,20.31,0.0734,0.27,13.71]
["January",6,"6PM to 7PM",18,"January 6, 2019 18:00","2019-01-06T18:00:00",{"v":55,"d":"55.0"},49.5,{"v":45,"d":"45.0"},46.1,20.36,0.0738,{"v":0.3,"d":"0.30"},13.65]
["January",6,"7PM to 8PM",19,"January 6, 2019 19:00","2019-01-06T19:00:00",53.1,48.2,44.1,44.5,19.64,{"v":0.074,"d":"0.0740"},0.29,13.59]
["January",6,"8PM to 9PM",20,"January 6, 2019 20:00","2019-01-06T20:00:00",{"v":52,"d":"52.0"},47.7,44.1,44.5,19.38,0.0742,0.29,13.56]
["January",6,"9PM to 10PM",21,"January 6, 2019 21:00","2019-01-06T21:00:00",51.1,47.3,44.1,44.5,19.16,0.0743,0.29,13.54]
["January",6,"10PM to 11PM",22,"January 6, 2019 22:00","2019-01-06T22:00:00",{"v":50,"d":"50.0"},46.8,44.1,44.5,{"v":18.9,"d":"18.90"},0.0745,0.29,13.51]
["January",6,"11PM to 12AM",23,"January 6, 2019 23:00","2019-01-06T23:00:00",{"v":48,"d":"48.0"},45.9,44.1,44.5,18.41,0.0748,0.29,13.46]
["January",7,"12AM to 1AM",0,"January 7, 2019 0:00","2019-01-07",46.9,44.9,{"v":43,"d":"43.0"},42.7,17.87,{"v":0.075,"d":"0.0750"},0.28,13.42]
["January",7,"1AM to 2AM",1,"January 7, 2019 1:00","2019-01-07T01:00:00",46.9,44.4,42.1,41.2,17.64,{"v":0.075,"d":"0.0750"},0.27,13.42]
["January",7,"2AM to 3AM",2,"January 7, 2019 2:00","2019-01-07T02:00:00",{"v":46,"d":"46.0"},{"v":44,"d":"44.0"},42.1,41.2,17.43,0.0751,0.27,13.39]
["January",7,"3AM to 4AM",3,"January 7, 2019 3:00","2019-01-07T03:00:00",{"v":46,"d":"46.0"},{"v":44,"d":"44.0"},42.1,41.2,17.43,0.0751,0.27,13.39]
["January",7,"4AM to 5AM",4,"January 7, 2019 4:00","2019-01-07T04:00:00",{"v":45,"d":"45.0"},{"v":43,"d":"43.0"},{"v":41,"d":"41.0"},39.5,{"v":16.9,"d":"16.90"},0.0753,0.26,13.36]
["January",7,"5AM to 6AM",5,"January 7, 2019 5:00","2019-01-07T05:00:00",44.1,{"v":42,"d":"42.0"},39.9,37.9,16.43,0.0754,0.25,13.33]
["January",7,"6AM to 7AM",6,"January 7, 2019 6:00","2019-01-07T06:00:00",44.1,{"v":42,"d":"42.0"},39.9,37.9,16.43,0.0754,0.25,13.33]
["January",7,"7AM to 8AM",7,"January 7, 2019 7:00","2019-01-07T07:00:00",44.1,41.6,{"v":39,"d":"39.0"},36.6,16.23,0.0754,0.24,13.33]
["January",7,"8AM to 9AM",8,"January 7, 2019 8:00","2019-01-07T08:00:00",{"v":46,"d":"46.0"},{"v":43,"d":"43.0"},39.9,37.9,16.91,0.0751,0.25,13.38]
["January",7,"9AM to 10AM",9,"January 7, 2019 9:00","2019-01-07T09:00:00",48.9,44.4,39.9,37.9,17.61,0.0747,0.25,13.46]
["January",7,"10AM to 11AM",10,"January 7, 2019 10:00","2019-01-07T10:00:00",{"v":52,"d":"52.0"},46.3,{"v":41,"d":"41.0"},39.5,{"v":18.6,"d":"18.60"},0.0742,0.26,13.55]
["January",7,"11AM to 12PM",11,"January 7, 2019 11:00","2019-01-07T11:00:00",55.9,48.1,{"v":41,"d":"41.0"},39.5,19.56,0.0737,0.26,13.65]
["January",7,"12PM to 1PM",12,"January 7, 2019 12:00","2019-01-07T12:00:00",57.9,48.5,39.9,37.9,19.79,0.0734,0.25,{"v":13.7,"d":"13.70"}]
["January",7,"1PM to 2PM",13,"January 7, 2019 13:00","2019-01-07T13:00:00",{"v":61,"d":"61.0"},49.9,39.9,37.9,20.53,{"v":0.073,"d":"0.0730"},0.25,13.78]
["January",7,"2PM to 3PM",14,"January 7, 2019 14:00","2019-01-07T14:00:00",{"v":63,"d":"63.0"},{"v":50,"d":"50.0"},37.9,35.1,20.57,0.0727,0.23,13.82]
["January",7,"3PM to 4PM",15,"January 7, 2019 15:00","2019-01-07T15:00:00",{"v":63,"d":"63.0"},{"v":50,"d":"50.0"},37.9,35.1,20.57,0.0727,0.23,13.82]
["January",7,"4PM to 5PM",16,"January 7, 2019 16:00","2019-01-07T16:00:00",{"v":61,"d":"61.0"},49.1,37.9,35.1,20.09,{"v":0.073,"d":"0.0730"},0.23,13.77]
["January",7,"5PM to 6PM",17,"January 7, 2019 17:00","2019-01-07T17:00:00",57.9,49.5,42.1,41.2,20.31,0.0734,0.27,13.71]
["January",7,"6PM to 7PM",18,"January 7, 2019 18:00","2019-01-07T18:00:00",55.9,48.6,42.1,41.2,19.83,0.0737,0.27,13.66]
["January",7,"7PM to 8PM",19,"January 7, 2019 19:00","2019-01-07T19:00:00",{"v":54,"d":"54.0"},48.1,{"v":43,"d":"43.0"},42.7,19.57,0.0739,0.28,13.61]
["January",7,"8PM to 9PM",20,"January 7, 2019 20:00","2019-01-07T20:00:00",53.1,47.3,42.1,41.2,19.13,0.0741,0.27,13.58]
["January",7,"9PM to 10PM",21,"January 7, 2019 21:00","2019-01-07T21:00:00",51.1,46.8,{"v":43,"d":"43.0"},42.7,18.88,0.0743,0.28,13.53]
["January",7,"10PM to 11PM",22,"January 7, 2019 22:00","2019-01-07T22:00:00",48.9,45.4,42.1,41.2,18.12,0.0747,0.27,13.47]
["January",7,"11PM to 12AM",23,"January 7, 2019 23:00","2019-01-07T23:00:00",{"v":48,"d":"48.0"},{"v":45,"d":"45.0"},42.1,41.2,17.91,0.0748,0.27,13.45]
["January",8,"12AM to 1AM",0,"January 8, 2019 0:00","2019-01-08",{"v":46,"d":"46.0"},43.5,{"v":41,"d":"41.0"},39.5,17.16,0.0751,0.26,13.39]
["January",8,"1AM to 2AM",1,"January 8, 2019 1:00","2019-01-08T01:00:00",{"v":45,"d":"45.0"},42.5,39.9,37.9,16.65,0.0753,0.25,13.36]
["January",8,"2AM to 3AM",2,"January 8, 2019 2:00","2019-01-08T02:00:00",44.1,41.6,{"v":39,"d":"39.0"},36.6,16.23,0.0754,0.24,13.33]
["January",8,"3AM to 4AM",3,"January 8, 2019 3:00","2019-01-08T03:00:00",{"v":43,"d":"43.0"},41.1,{"v":39,"d":"39.0"},36.6,15.96,0.0756,0.24,{"v":13.3,"d":"13.30"}]
["January",8,"4AM to 5AM",4,"January 8, 2019 4:00","2019-01-08T04:00:00",{"v":43,"d":"43.0"},40.6,37.9,35.1,15.73,0.0756,0.23,13.29]
["January",8,"5AM to 6AM",5,"January 8, 2019 5:00","2019-01-08T05:00:00",{"v":43,"d":"43.0"},40.6,37.9,35.1,15.73,0.0756,0.23,13.29]
["January",8,"6AM to 7AM",6,"January 8, 2019 6:00","2019-01-08T06:00:00",42.1,39.7,{"v":37,"d":"37.0"},33.8,15.32,0.0757,0.22,13.27]
["January",8,"7AM to 8AM",7,"January 8, 2019 7:00","2019-01-08T07:00:00",42.1,39.2,{"v":36,"d":"36.0"},32.4,{"v":15.1,"d":"15.10"},0.0757,0.21,13.26]
["January",8,"8AM to 9AM",8,"January 8, 2019 8:00","2019-01-08T08:00:00",44.1,40.3,{"v":36,"d":"36.0"},32.4,15.58,0.0754,0.21,13.32]
["January",8,"9AM to 10AM",9,"January 8, 2019 9:00","2019-01-08T09:00:00",46.9,42.6,37.9,35.1,16.69,{"v":0.075,"d":"0.0750"},0.23,{"v":13.4,"d":"13.40"}]
["January",8,"10AM to 11AM",10,"January 8, 2019 10:00","2019-01-08T10:00:00",{"v":52,"d":"52.0"},45.4,{"v":39,"d":"39.0"},36.6,18.15,0.0743,0.24,13.54]
["January",8,"11AM to 12PM",11,"January 8, 2019 11:00","2019-01-08T11:00:00",55.9,47.3,{"v":39,"d":"39.0"},36.6,{"v":19.1,"d":"19.10"},0.0737,0.24,13.64]
["January",8,"12PM to 1PM",12,"January 8, 2019 12:00","2019-01-08T12:00:00",57.9,48.2,{"v":39,"d":"39.0"},36.6,19.58,0.0734,0.24,13.69]
["January",8,"1PM to 2PM",13,"January 8, 2019 13:00","2019-01-08T13:00:00",{"v":59,"d":"59.0"},{"v":49,"d":"49.0"},39.9,37.9,20.05,0.0732,0.25,13.73]
["January",8,"2PM to 3PM",14,"January 8, 2019 14:00","2019-01-08T14:00:00",60.1,48.7,37.9,35.1,19.87,0.0731,0.23,13.75]
["January",8,"3PM to 4PM",15,"January 8, 2019 15:00","2019-01-08T15:00:00",{"v":61,"d":"61.0"},48.7,{"v":37,"d":"37.0"},33.8,{"v":19.9,"d":"19.90"},{"v":0.073,"d":"0.0730"},0.22,13.77]
["January",8,"4PM to 5PM",16,"January 8, 2019 16:00","2019-01-08T16:00:00",60.1,47.9,{"v":36,"d":"36.0"},32.4,19.46,0.0731,0.21,13.74]
["January",8,"5PM to 6PM",17,"January 8, 2019 17:00","2019-01-08T17:00:00",{"v":57,"d":"57.0"},47.3,37.9,35.1,19.13,0.0735,0.23,13.67]
["January",8,"6PM to 7PM",18,"January 8, 2019 18:00","2019-01-08T18:00:00",55.9,47.3,{"v":39,"d":"39.0"},36.6,{"v":19.1,"d":"19.10"},0.0737,0.24,13.64]
["January",8,"7PM to 8PM",19,"January 8, 2019 19:00","2019-01-08T19:00:00",{"v":54,"d":"54.0"},47.2,{"v":41,"d":"41.0"},39.5,19.08,{"v":0.074,"d":"0.0740"},0.26,{"v":13.6,"d":"13.60"}]
["January",8,"8PM to 9PM",20,"January 8, 2019 20:00","2019-01-08T20:00:00",{"v":52,"d":"52.0"},46.3,{"v":41,"d":"41.0"},39.5,{"v":18.6,"d":"18.60"},0.0742,0.26,13.55]
["January",8,"9PM to 10PM",21,"January 8, 2019 21:00","2019-01-08T21:00:00",51.1,45.4,39.9,37.9,18.13,0.0744,0.25,13.52]
["January",8,"10PM to 11PM",22,"January 8, 2019 22:00","2019-01-08T22:00:00",48.9,44.4,39.9,37.9,17.61,0.0747,0.25,13.46]
["January",8,"11PM to 12AM",23,"January 8, 2019 23:00","2019-01-08T23:00:00",{"v":48,"d":"48.0"},{"v":44,"d":"44.0"},39.9,37.9,17.39,0.0748,0.25,13.44]
["January",9,"12AM to 1AM",0,"January 9, 2019 0:00","2019-01-09",{"v":48,"d":"48.0"},44.5,{"v":41,"d":"41.0"},39.5,17.64,0.0748,0.26,13.44]
["January",9,"1AM to 2AM",1,{"$f":"A201&\" \"&B201&\", \"&$D$5&\" \"&D201&\":00\"","v":"January 9, 2019 1:00"},{"$f":"DATEVALUE(E201)+TIMEVALUE(E201)","v":"2019-01-09T01:00:00"},{"v":46,"d":"46.0"},42.6,{"v":39,"d":"39.0"},36.6,16.71,0.0751,0.24,13.38]
["January",9,"2AM to 3AM",{"$f":"IF(D201+1>23,0,D201+1)","v":2},"January 9, 2019 2:00","2019-01-09T02:00:00",{"v":46,"d":"46.0"},42.6,{"v":39,"d":"39.0"},36.6,16.71,0.0751,0.24,13.38]
["January",9,"3AM to 4AM",3,"January 9, 2019 3:00","2019-01-09T03:00:00",44.1,41.1,37.9,35.1,15.99,0.0754,0.23,13.32]
["January",9,"4AM to 5AM",4,"January 9, 2019 4:00","2019-01-09T04:00:00",{"v":43,"d":"43.0"},40.6,37.9,35.1,15.73,0.0756,0.23,13.29]
["January",9,"5AM to 6AM",5,"January 9, 2019 5:00","2019-01-09T05:00:00",42.1,39.2,{"v":36,"d":"36.0"},32.4,{"v":15.1,"d":"15.10"},0.0757,0.21,13.26]
["January",9,"6AM to 7AM",6,"January 9, 2019 6:00","2019-01-09T06:00:00",42.1,39.2,{"v":36,"d":"36.0"},32.4,{"v":15.1,"d":"15.10"},0.0757,0.21,13.26]
["January",9,"7AM to 8AM",7,"January 9, 2019 7:00","2019-01-09T07:00:00",42.1,38.9,35.1,31.3,14.92,0.0758,{"v":0.2,"d":"0.20"},13.26]
["January",9,"8AM to 9AM",8,"January 9, 2019 8:00","2019-01-09T08:00:00",44.1,40.3,{"v":36,"d":"36.0"},32.4,15.58,0.0754,0.21,13.32]
["January",9,"9AM to 10AM",9,"January 9, 2019 9:00","2019-01-09T09:00:00",{"v":48,"d":"48.0"},42.7,{"v":37,"d":"37.0"},33.8,16.76,0.0749,0.22,13.42]
["January",9,"10AM to 11AM",10,"January 9, 2019 10:00","2019-01-09T10:00:00",51.1,44.2,{"v":37,"d":"37.0"},33.8,{"v":17.5,"d":"17.50"},0.0744,0.22,13.51]
["January",9,"11AM to 12PM",11,"January 9, 2019 11:00","2019-01-09T11:00:00",{"v":55,"d":"55.0"},46.1,{"v":37,"d":"37.0"},33.8,18.46,0.0738,0.22,13.61]
["January",9,"12PM to 1PM",12,"January 9, 2019 12:00","2019-01-09T12:00:00",57.9,47.4,{"v":37,"d":"37.0"},33.8,19.16,0.0734,0.22,13.69]
["January",9,"1PM to 2PM",13,"January 9, 2019 13:00","2019-01-09T13:00:00",{"v":61,"d":"61.0"},48.7,{"v":37,"d":"37.0"},33.8,{"v":19.9,"d":"19.90"},{"v":0.073,"d":"0.0730"},0.22,13.77]
["January",9,"2PM to 3PM",14,"January 9, 2019 14:00","2019-01-09T14:00:00",62.1,48.8,{"v":36,"d":"36.0"},32.4,19.94,0.0728,0.21,13.79]
["January",9,"3PM to 4PM",15,"January 9, 2019 15:00","2019-01-09T15:00:00",62.1,48.5,35.1,31.3,19.76,0.0729,{"v":0.2,"d":"0.20"},13.79]
["January",9,"4PM to 5PM",16,"January 9, 2019 16:00","2019-01-09T16:00:00",62.1,48.5,35.1,31.3,19.76,0.0729,{"v":0.2,"d":"0.20"},13.79]
["January",9,"5PM to 6PM",17,"January 9, 2019 17:00","2019-01-09T17:00:00",{"v":59,"d":"59.0"},47.9,{"v":37,"d":"37.0"},33.8,19.42,0.0733,0.22,13.71]
["January",9,"6PM to 7PM",18,"January 9, 2019 18:00","2019-01-09T18:00:00",55.9,46.1,{"v":36,"d":"36.0"},32.4,18.46,0.0737,0.21,13.63]
["January",9,"7PM to 8PM",19,"January 9, 2019 19:00","2019-01-09T19:00:00",{"v":54,"d":"54.0"},45.6,{"v":37,"d":"37.0"},33.8,{"v":18.2,"d":"18.20"},{"v":0.074,"d":"0.0740"},0.22,13.58]
["January",9,"8PM to 9PM",20,"January 9, 2019 20:00","2019-01-09T20:00:00",{"v":52,"d":"52.0"},44.6,{"v":37,"d":"37.0"},33.8,17.72,0.0743,0.22,13.53]
["January",9,"9PM to 10PM",21,"January 9, 2019 21:00","2019-01-09T21:00:00",48.9,{"v":44,"d":"44.0"},{"v":39,"d":"39.0"},36.6,{"v":17.4,"d":"17.40"},0.0747,0.24,13.46]
["January",9,"10PM to 11PM",22,"January 9, 2019 22:00","2019-01-09T22:00:00",48.9,{"v":44,"d":"44.0"},{"v":39,"d":"39.0"},36.6,{"v":17.4,"d":"17.40"},0.0747,0.24,13.46]
["January",9,"11PM to 12AM",23,"January 9, 2019 23:00","2019-01-09T23:00:00",48.9,{"v":44,"d":"44.0"},{"v":39,"d":"39.0"},36.6,{"v":17.4,"d":"17.40"},0.0747,0.24,13.46]
["January",10,"12AM to 1AM",0,"January 10, 2019 0:00","2019-01-10",{"v":48,"d":"48.0"},43.6,{"v":39,"d":"39.0"},36.6,17.19,0.0748,0.24,13.43]
["January",10,"1AM to 2AM",1,"January 10, 2019 1:00","2019-01-10T01:00:00",{"v":46,"d":"46.0"},42.6,{"v":39,"d":"39.0"},36.6,16.71,0.0751,0.24,13.38]
["January",10,"2AM to 3AM",2,"January 10, 2019 2:00","2019-01-10T02:00:00",{"v":45,"d":"45.0"},41.6,37.9,35.1,16.21,0.0753,0.23,13.35]
["January",10,"3AM to 4AM",3,"January 10, 2019 3:00","2019-01-10T03:00:00",44.1,41.1,37.9,35.1,15.99,0.0754,0.23,13.32]
["January",10,"4AM to 5AM",4,"January 10, 2019 4:00","2019-01-10T04:00:00",{"v":43,"d":"43.0"},40.6,37.9,35.1,15.73,0.0756,0.23,13.29]
["January",10,"5AM to 6AM",5,"January 10, 2019 5:00","2019-01-10T05:00:00",{"v":43,"d":"43.0"},40.2,{"v":37,"d":"37.0"},33.8,15.54,0.0756,0.22,13.29]
["January",10,"6AM to 7AM",6,"January 10, 2019 6:00","2019-01-10T06:00:00",42.1,39.2,{"v":36,"d":"36.0"},32.4,{"v":15.1,"d":"15.10"},0.0757,0.21,13.26]
["January",10,"7AM to 8AM",7,"January 10, 2019 7:00","2019-01-10T07:00:00",42.1,38.9,35.1,31.3,14.92,0.0758,{"v":0.2,"d":"0.20"},13.26]
["January",10,"8AM to 9AM",8,"January 10, 2019 8:00","2019-01-10T08:00:00",44.1,40.3,{"v":36,"d":"36.0"},32.4,15.58,0.0754,0.21,13.32]
["January",10,"9AM to 10AM",9,"January 10, 2019 9:00","2019-01-10T09:00:00",48.9,43.1,{"v":37,"d":"37.0"},33.8,16.98,0.0747,0.22,13.45]
["January",10,"10AM to 11AM",10,"January 10, 2019 10:00","2019-01-10T10:00:00",{"v":54,"d":"54.0"},45.9,37.9,35.1,18.39,{"v":0.074,"d":"0.0740"},0.23,13.59]
["January",10,"11AM to 12PM",11,"January 10, 2019 11:00","2019-01-10T11:00:00",{"v":59,"d":"59.0"},48.2,37.9,35.1,19.61,0.0733,0.23,13.72]
["January",10,"12PM to 1PM",12,"January 10, 2019 12:00","2019-01-10T12:00:00",62.1,49.2,{"v":37,"d":"37.0"},33.8,20.16,0.0728,0.22,{"v":13.8,"d":"13.80"}]
["January",10,"1PM to 2PM",13,"January 10, 2019 13:00","2019-01-10T13:00:00",{"v":66,"d":"66.0"},50.5,{"v":36,"d":"36.0"},32.4,{"v":20.9,"d":"20.90"},0.0723,0.21,{"v":13.9,"d":"13.90"}]
["January",10,"2PM to 3PM",14,"January 10, 2019 14:00","2019-01-10T14:00:00",{"v":66,"d":"66.0"},50.5,{"v":36,"d":"36.0"},32.4,{"v":20.9,"d":"20.90"},0.0723,0.21,{"v":13.9,"d":"13.90"}]
["January",10,"3PM to 4PM",15,"January 10, 2019 15:00","2019-01-10T15:00:00",{"v":68,"d":"68.0"},51.4,{"v":36,"d":"36.0"},32.4,21.38,{"v":0.072,"d":"0.0720"},0.21,13.95]
["January",10,"4PM to 5PM",16,"January 10, 2019 16:00","2019-01-10T16:00:00",66.9,51.3,{"v":37,"d":"37.0"},33.8,21.34,0.0722,0.22,13.92]
["January",10,"5PM to 6PM",17,"January 10, 2019 17:00","2019-01-10T17:00:00",{"v":64,"d":"64.0"},50.1,{"v":37,"d":"37.0"},33.8,20.64,0.0726,0.22,13.85]
["January",10,"6PM to 7PM",18,"January 10, 2019 18:00","2019-01-10T18:00:00",60.1,48.7,37.9,35.1,19.87,0.0731,0.23,13.75]
["January",10,"7PM to 8PM",19,"January 10, 2019 19:00","2019-01-10T19:00:00",55.9,47.3,{"v":39,"d":"39.0"},36.6,{"v":19.1,"d":"19.10"},0.0737,0.24,13.64]
["January",10,"8PM to 9PM",20,"January 10, 2019 20:00","2019-01-10T20:00:00",{"v":55,"d":"55.0"},46.9,{"v":39,"d":"39.0"},36.6,18.89,0.0738,0.24,13.62]
["January",10,"9PM to 10PM",21,"January 10, 2019 21:00","2019-01-10T21:00:00",53.1,45.9,{"v":39,"d":"39.0"},36.6,18.41,0.0741,0.24,13.57]
["January",10,"10PM to 11PM",22,"January 10, 2019 22:00","2019-01-10T22:00:00",{"v":52,"d":"52.0"},45.4,{"v":39,"d":"39.0"},36.6,18.15,0.0743,0.24,13.54]
["January",10,"11PM to 12AM",23,"January 10, 2019 23:00","2019-01-10T23:00:00",51.1,45.4,39.9,37.9,18.13,0.0744,0.25,13.52]
["January",11,"12AM to 1AM",0,"January 11, 2019 0:00","2019-01-11",48.9,44.4,39.9,37.9,17.61,0.0747,0.25,13.46]
["January",11,"1AM to 2AM",1,"January 11, 2019 1:00","2019-01-11T01:00:00",48.9,44.4,39.9,37.9,17.61,0.0747,0.25,13.46]
["January",11,"2AM to 3AM",2,"January 11, 2019 2:00","2019-01-11T02:00:00",48.9,44.4,39.9,37.9,17.61,0.0747,0.25,13.46]
["January",11,"3AM to 4AM",3,"January 11, 2019 3:00","2019-01-11T03:00:00",{"v":48,"d":"48.0"},43.6,{"v":39,"d":"39.0"},36.6,17.19,0.0748,0.24,13.43]
["January",11,"4AM to 5AM",4,"January 11, 2019 4:00","2019-01-11T04:00:00",{"v":48,"d":"48.0"},43.1,37.9,35.1,16.95,0.0748,0.23,13.43]
["January",11,"5AM to 6AM",5,"January 11, 2019 5:00","2019-01-11T05:00:00",48.9,43.5,37.9,35.1,17.17,0.0747,0.23,13.45]
["January",11,"6AM to 7AM",6,"January 11, 2019 6:00","2019-01-11T06:00:00",{"v":50,"d":"50.0"},43.7,{"v":37,"d":"37.0"},33.8,17.24,0.0746,0.22,13.48]
["January",11,"7AM to 8AM",7,"January 11, 2019 7:00","2019-01-11T07:00:00",{"v":50,"d":"50.0"},43.7,{"v":37,"d":"37.0"},33.8,17.24,0.0746,0.22,13.48]
["January",11,"8AM to 9AM",8,"January 11, 2019 8:00","2019-01-11T08:00:00",51.1,44.2,{"v":37,"d":"37.0"},33.8,{"v":17.5,"d":"17.50"},0.0744,0.22,13.51]
["January",11,"9AM to 10AM",9,"January 11, 2019 9:00","2019-01-11T09:00:00",53.1,44.7,{"v":36,"d":"36.0"},32.4,17.76,0.0741,0.21,13.55]
["January",11,"10AM to 11AM",10,"January 11, 2019 10:00","2019-01-11T10:00:00",{"v":54,"d":"54.0"},45.6,{"v":37,"d":"37.0"},33.8,{"v":18.2,"d":"18.20"},{"v":0.074,"d":"0.0740"},0.22,13.58]
["January",11,"11AM to 12PM",11,"January 11, 2019 11:00","2019-01-11T11:00:00",{"v":57,"d":"57.0"},{"v":47,"d":"47.0"},{"v":37,"d":"37.0"},33.8,18.94,0.0735,0.22,13.66]
["January",11,"12PM to 1PM",12,"January 11, 2019 12:00","2019-01-11T12:00:00",60.1,48.3,{"v":37,"d":"37.0"},33.8,19.68,0.0731,0.22,13.74]
["January",11,"1PM to 2PM",13,"January 11, 2019 13:00","2019-01-11T13:00:00",{"v":61,"d":"61.0"},48.3,{"v":36,"d":"36.0"},32.4,19.68,{"v":0.073,"d":"0.0730"},0.21,13.76]
["January",11,"2PM to 3PM",14,"January 11, 2019 14:00","2019-01-11T14:00:00",{"v":63,"d":"63.0"},49.2,{"v":36,"d":"36.0"},32.4,20.16,0.0727,0.21,13.81]
["January",11,"3PM to 4PM",15,"January 11, 2019 15:00","2019-01-11T15:00:00",62.1,49.2,{"v":37,"d":"37.0"},33.8,20.16,0.0728,0.22,{"v":13.8,"d":"13.80"}]
["January",11,"4PM to 5PM",16,"January 11, 2019 16:00","2019-01-11T16:00:00",62.1,49.2,{"v":37,"d":"37.0"},33.8,20.16,0.0728,0.22,{"v":13.8,"d":"13.80"}]
["January",11,"5PM to 6PM",17,{"$f":"A265&\" \"&B265&\", \"&$D$5&\" \"&D265&\":00\"","v":"January 11, 2019 17:00"},{"$f":"DATEVALUE(E265)+TIMEVALUE(E265)","v":"2019-01-11T17:00:00"},60.1,48.7,37.9,35.1,19.87,0.0731,0.23,13.75]
["January",11,"6PM to 7PM",{"$f":"IF(D265+1>23,0,D265+1)","v":18},"January 11, 2019 18:00","2019-01-11T18:00:00",{"v":57,"d":"57.0"},47.8,{"v":39,"d":"39.0"},36.6,19.37,0.0735,0.24,13.67]
["January",11,"7PM to 8PM",19,"January 11, 2019 19:00","2019-01-11T19:00:00",{"v":55,"d":"55.0"},46.9,{"v":39,"d":"39.0"},36.6,18.89,0.0738,0.24,13.62]
["January",11,"8PM to 9PM",20,"January 11, 2019 20:00","2019-01-11T20:00:00",53.1,45.9,{"v":39,"d":"39.0"},36.6,18.41,0.0741,0.24,13.57]
["January",11,"9PM to 10PM",21,"January 11, 2019 21:00","2019-01-11T21:00:00",{"v":52,"d":"52.0"},45.4,{"v":39,"d":"39.0"},36.6,18.15,0.0743,0.24,13.54]
["January",11,"10PM to 11PM",22,"January 11, 2019 22:00","2019-01-11T22:00:00",{"v":50,"d":"50.0"},44.5,{"v":39,"d":"39.0"},36.6,17.67,0.0745,0.24,13.49]
["January",11,"11PM to 12AM",23,"January 11, 2019 23:00","2019-01-11T23:00:00",{"v":48,"d":"48.0"},{"v":44,"d":"44.0"},39.9,37.9,17.39,0.0748,0.25,13.44]
["January",12,"12AM to 1AM",0,"January 12, 2019 0:00","2019-01-12",{"v":46,"d":"46.0"},42.6,{"v":39,"d":"39.0"},36.6,16.71,0.0751,0.24,13.38]
["January",12,"1AM to 2AM",1,"January 12, 2019 1:00","2019-01-12T01:00:00",{"v":45,"d":"45.0"},41.6,37.9,35.1,16.21,0.0753,0.23,13.35]
["January",12,"2AM to 3AM",2,"January 12, 2019 2:00","2019-01-12T02:00:00",{"v":45,"d":"45.0"},41.6,37.9,35.1,16.21,0.0753,0.23,13.35]
["January",12,"3AM to 4AM",3,"January 12, 2019 3:00","2019-01-12T03:00:00",{"v":43,"d":"43.0"},40.2,{"v":37,"d":"37.0"},33.8,15.54,0.0756,0.22,13.29]
["January",12,"4AM to 5AM",4,"January 12, 2019 4:00","2019-01-12T04:00:00",{"v":43,"d":"43.0"},40.2,{"v":37,"d":"37.0"},33.8,15.54,0.0756,0.22,13.29]
["January",12,"5AM to 6AM",5,"January 12, 2019 5:00","2019-01-12T05:00:00",{"v":41,"d":"41.0"},38.7,{"v":36,"d":"36.0"},32.4,14.84,0.0759,0.21,13.23]
["January",12,"6AM to 7AM",6,"January 12, 2019 6:00","2019-01-12T06:00:00",42.1,39.2,{"v":36,"d":"36.0"},32.4,{"v":15.1,"d":"15.10"},0.0757,0.21,13.26]
["January",12,"7AM to 8AM",7,"January 12, 2019 7:00","2019-01-12T07:00:00",42.1,39.2,{"v":36,"d":"36.0"},32.4,{"v":15.1,"d":"15.10"},0.0757,0.21,13.26]
["January",12,"8AM to 9AM",8,"January 12, 2019 8:00","2019-01-12T08:00:00",46.9,41.7,{"v":36,"d":"36.0"},32.4,16.28,{"v":0.075,"d":"0.0750"},0.21,13.39]
["January",12,"9AM to 10AM",9,"January 12, 2019 9:00","2019-01-12T09:00:00",{"v":52,"d":"52.0"},43.8,35.1,31.3,17.32,0.0743,{"v":0.2,"d":"0.20"},13.52]
["January",12,"10AM to 11AM",10,"January 12, 2019 10:00","2019-01-12T10:00:00",{"v":57,"d":"57.0"},46.6,{"v":36,"d":"36.0"},32.4,18.72,0.0736,0.21,13.66]
["January",12,"11AM to 12PM",11,"January 12, 2019 11:00","2019-01-12T11:00:00",62.1,48.8,{"v":36,"d":"36.0"},32.4,19.94,0.0728,0.21,13.79]
["January",12,"12PM to 1PM",12,"January 12, 2019 12:00","2019-01-12T12:00:00",{"v":66,"d":"66.0"},49.2,{"v":32,"d":"32.0"},27.6,20.15,0.0723,0.18,13.88]
["January",12,"1PM to 2PM",13,"January 12, 2019 13:00","2019-01-12T13:00:00",{"v":68,"d":"68.0"},49.7,30.9,26.3,20.42,0.0721,0.17,13.93]
["January",12,"2PM to 3PM",14,"January 12, 2019 14:00","2019-01-12T14:00:00",69.1,49.9,{"v":30,"d":"30.0"},25.2,20.52,0.0719,0.16,13.95]
["January",12,"3PM to 4PM",15,"January 12, 2019 15:00","2019-01-12T15:00:00",{"v":70,"d":"70.0"},{"v":50,"d":"50.0"},28.9,{"v":24,"d":"24.0"},20.54,0.0718,0.16,13.97]
["January",12,"4PM to 5PM",16,"January 12, 2019 16:00","2019-01-12T16:00:00",69.1,49.3,{"v":28,"d":"28.0"},{"v":23,"d":"23.0"},20.17,0.0719,0.15,13.95]
["January",12,"5PM to 6PM",17,"January 12, 2019 17:00","2019-01-12T17:00:00",{"v":66,"d":"66.0"},48.2,28.9,{"v":24,"d":"24.0"},19.58,0.0724,0.16,13.87]
["January",12,"6PM to 7PM",18,"January 12, 2019 18:00","2019-01-12T18:00:00",62.1,47.8,33.1,28.9,19.39,0.0729,0.19,13.78]
["January",12,"7PM to 8PM",19,"January 12, 2019 19:00","2019-01-12T19:00:00",{"v":57,"d":"57.0"},46.6,{"v":36,"d":"36.0"},32.4,18.72,0.0736,0.21,13.66]
["January",12,"8PM to 9PM",20,"January 12, 2019 20:00","2019-01-12T20:00:00",{"v":55,"d":"55.0"},45.3,35.1,31.3,18.06,0.0738,{"v":0.2,"d":"0.20"},{"v":13.6,"d":"13.60"}]
["January",12,"9PM to 10PM",21,"January 12, 2019 21:00","2019-01-12T21:00:00",{"v":54,"d":"54.0"},44.8,35.1,31.3,{"v":17.8,"d":"17.80"},{"v":0.074,"d":"0.0740"},{"v":0.2,"d":"0.20"},13.57]
["January",12,"10PM to 11PM",22,"January 12, 2019 22:00","2019-01-12T22:00:00",51.1,43.8,{"v":36,"d":"36.0"},32.4,17.28,0.0744,0.21,{"v":13.5,"d":"13.50"}]
["January",12,"11PM to 12AM",23,"January 12, 2019 23:00","2019-01-12T23:00:00",48.9,42.7,{"v":36,"d":"36.0"},32.4,16.76,0.0747,0.21,13.44]
["January",13,"12AM to 1AM",0,"January 13, 2019 0:00","2019-01-13",{"v":48,"d":"48.0"},41.1,33.1,28.9,15.99,0.0749,0.19,13.41]
["January",13,"1AM to 2AM",1,"January 13, 2019 1:00","2019-01-13T01:00:00",46.9,39.7,30.9,26.3,15.33,0.0751,0.17,13.37]
["January",13,"2AM to 3AM",2,"January 13, 2019 2:00","2019-01-13T02:00:00",{"v":46,"d":"46.0"},39.7,{"v":32,"d":"32.0"},27.6,15.32,0.0752,0.18,13.35]
["January",13,"3AM to 4AM",3,"January 13, 2019 3:00","2019-01-13T03:00:00",44.1,39.5,{"v":34,"d":"34.0"},29.9,{"v":15.2,"d":"15.20"},0.0755,{"v":0.2,"d":"0.20"},13.31]
["January",13,"4AM to 5AM",4,"January 13, 2019 4:00","2019-01-13T04:00:00",{"v":43,"d":"43.0"},38.9,{"v":34,"d":"34.0"},29.9,14.94,0.0756,{"v":0.2,"d":"0.20"},13.28]
["January",13,"5AM to 6AM",5,"January 13, 2019 5:00","2019-01-13T05:00:00",42.1,38.4,{"v":34,"d":"34.0"},29.9,14.72,0.0758,{"v":0.2,"d":"0.20"},13.26]
["January",13,"6AM to 7AM",6,"January 13, 2019 6:00","2019-01-13T06:00:00",{"v":43,"d":"43.0"},38.9,{"v":34,"d":"34.0"},29.9,14.94,0.0756,{"v":0.2,"d":"0.20"},13.28]
["January",13,"7AM to 8AM",7,"January 13, 2019 7:00","2019-01-13T07:00:00",48.9,41.9,{"v":34,"d":"34.0"},29.9,16.37,0.0747,{"v":0.2,"d":"0.20"},13.44]
["January",13,"8AM to 9AM",8,"January 13, 2019 8:00","2019-01-13T08:00:00",48.9,41.9,{"v":34,"d":"34.0"},29.9,16.37,0.0747,{"v":0.2,"d":"0.20"},13.44]
["January",13,"9AM to 10AM",9,"January 13, 2019 9:00","2019-01-13T09:00:00",53.1,43.6,33.1,28.9,17.21,0.0741,0.19,13.54]
["January",13,"10AM to 11AM",10,"January 13, 2019 10:00","2019-01-13T10:00:00",57.9,45.6,{"v":32,"d":"32.0"},27.6,18.19,0.0735,0.18,13.67]
["January",13,"11AM to 12PM",11,"January 13, 2019 11:00","2019-01-13T11:00:00",{"v":63,"d":"63.0"},46.2,{"v":27,"d":"27.0"},21.9,18.51,0.0728,0.14,13.78]
["January",13,"12PM to 1PM",12,"January 13, 2019 12:00","2019-01-13T12:00:00",64.9,46.9,26.1,{"v":21,"d":"21.0"},18.85,0.0725,0.14,13.83]
["January",13,"1PM to 2PM",13,"January 13, 2019 13:00","2019-01-13T13:00:00",{"v":68,"d":"68.0"},48.8,{"v":28,"d":"28.0"},{"v":23,"d":"23.0"},19.91,0.0721,0.15,13.92]
["January",13,"2PM to 3PM",14,"January 13, 2019 14:00","2019-01-13T14:00:00",{"v":68,"d":"68.0"},48.5,{"v":27,"d":"27.0"},21.9,19.73,0.0721,0.14,13.91]
["January",13,"3PM to 4PM",15,"January 13, 2019 15:00","2019-01-13T15:00:00",{"v":68,"d":"68.0"},48.5,{"v":27,"d":"27.0"},21.9,19.73,0.0721,0.14,13.91]
["January",13,"4PM to 5PM",16,"January 13, 2019 16:00","2019-01-13T16:00:00",{"v":66,"d":"66.0"},49.9,{"v":34,"d":"34.0"},29.9,20.51,0.0723,{"v":0.2,"d":"0.20"},13.89]
["January",13,"5PM to 6PM",17,"January 13, 2019 17:00","2019-01-13T17:00:00",62.1,48.1,{"v":34,"d":"34.0"},29.9,19.55,0.0729,{"v":0.2,"d":"0.20"},13.78]
["January",13,"6PM to 7PM",18,"January 13, 2019 18:00","2019-01-13T18:00:00",{"v":59,"d":"59.0"},46.7,{"v":34,"d":"34.0"},29.9,18.81,0.0733,{"v":0.2,"d":"0.20"},{"v":13.7,"d":"13.70"}]
["January",13,"7PM to 8PM",19,"January 13, 2019 19:00","2019-01-13T19:00:00",55.9,45.7,35.1,31.3,18.28,0.0737,{"v":0.2,"d":"0.20"},13.63]
["January",13,"8PM to 9PM",20,"January 13, 2019 20:00","2019-01-13T20:00:00",{"v":54,"d":"54.0"},44.4,{"v":34,"d":"34.0"},29.9,17.59,{"v":0.074,"d":"0.0740"},{"v":0.2,"d":"0.20"},13.57]
["January",13,"9PM to 10PM",21,"January 13, 2019 21:00","2019-01-13T21:00:00",{"v":52,"d":"52.0"},43.1,33.1,28.9,16.95,0.0743,0.19,13.51]
["January",13,"10PM to 11PM",22,"January 13, 2019 22:00","2019-01-13T22:00:00",51.1,41.9,30.9,26.3,16.33,0.0745,0.17,13.48]
["January",13,"11PM to 12AM",23,"January 13, 2019 23:00","2019-01-13T23:00:00",{"v":48,"d":"48.0"},40.7,{"v":32,"d":"32.0"},27.6,{"v":15.8,"d":"15.80"},0.0749,0.18,13.41]
["January",14,"12AM to 1AM",0,"January 14, 2019 0:00","2019-01-14",46.9,40.6,33.1,28.9,15.73,{"v":0.075,"d":"0.0750"},0.19,13.38]
["January",14,"1AM to 2AM",1,"January 14, 2019 1:00","2019-01-14T01:00:00",{"v":46,"d":"46.0"},40.1,33.1,28.9,15.51,0.0752,0.19,13.36]
["January",14,"2AM to 3AM",2,"January 14, 2019 2:00","2019-01-14T02:00:00",{"v":45,"d":"45.0"},39.2,{"v":32,"d":"32.0"},27.6,15.06,0.0753,0.18,13.32]
["January",14,"3AM to 4AM",3,"January 14, 2019 3:00","2019-01-14T03:00:00",{"v":43,"d":"43.0"},38.5,33.1,28.9,14.77,0.0756,0.19,13.28]
["January",14,"4AM to 5AM",4,"January 14, 2019 4:00","2019-01-14T04:00:00",44.1,39.5,{"v":34,"d":"34.0"},29.9,{"v":15.2,"d":"15.20"},0.0755,{"v":0.2,"d":"0.20"},13.31]
["January",14,"5AM to 6AM",5,"January 14, 2019 5:00","2019-01-14T05:00:00",{"v":41,"d":"41.0"},37.5,33.1,28.9,14.29,0.0759,0.19,13.22]
["January",14,"6AM to 7AM",6,"January 14, 2019 6:00","2019-01-14T06:00:00",42.1,37.6,{"v":32,"d":"32.0"},27.6,14.37,0.0758,0.18,13.25]
["January",14,"7AM to 8AM",7,"January 14, 2019 7:00","2019-01-14T07:00:00",42.1,38.1,33.1,28.9,14.56,0.0758,0.19,13.25]
["January",14,"8AM to 9AM",8,"January 14, 2019 8:00","2019-01-14T08:00:00",{"v":46,"d":"46.0"},40.5,{"v":34,"d":"34.0"},29.9,15.68,0.0752,{"v":0.2,"d":"0.20"},13.36]
["January",14,"9AM to 10AM",9,{"$f":"A329&\" \"&B329&\", \"&$D$5&\" \"&D329&\":00\"","v":"January 14, 2019 9:00"},{"$f":"DATEVALUE(E329)+TIMEVALUE(E329)","v":"2019-01-14T09:00:00"},53.1,42.8,30.9,26.3,16.81,0.0742,0.17,13.53]
["January",14,"10AM to 11AM",{"$f":"IF(D329+1>23,0,D329+1)","v":10},"January 14, 2019 10:00","2019-01-14T10:00:00",60.1,44.3,{"v":25,"d":"25.0"},19.9,17.52,0.0732,0.13,{"v":13.7,"d":"13.70"}]
["January",14,"11AM to 12PM",11,"January 14, 2019 11:00","2019-01-14T11:00:00",{"v":64,"d":"64.0"},45.3,21.9,17.2,18.05,0.0727,0.11,{"v":13.8,"d":"13.80"}]
["January",14,"12PM to 1PM",12,"January 14, 2019 12:00","2019-01-14T12:00:00",{"v":66,"d":"66.0"},45.8,19.9,15.6,18.29,0.0724,{"v":0.1,"d":"0.10"},13.84]
["January",14,"1PM to 2PM",13,"January 14, 2019 13:00","2019-01-14T13:00:00",69.1,47.4,{"v":21,"d":"21.0"},16.5,19.15,{"v":0.072,"d":"0.0720"},0.11,13.93]
["January",14,"2PM to 3PM",14,"January 14, 2019 14:00","2019-01-14T14:00:00",71.1,48.3,{"v":21,"d":"21.0"},16.5,19.63,0.0717,0.11,13.98]
["January",14,"3PM to 4PM",15,"January 14, 2019 15:00","2019-01-14T15:00:00",71.1,47.9,{"v":19,"d":"19.0"},{"v":15,"d":"15.0"},{"v":19.4,"d":"19.40"},0.0717,{"v":0.1,"d":"0.10"},13.97]
["January",14,"4PM to 5PM",16,"January 14, 2019 16:00","2019-01-14T16:00:00",71.1,48.3,{"v":21,"d":"21.0"},16.5,19.63,0.0717,0.11,13.98]
["January",14,"5PM to 6PM",17,"January 14, 2019 17:00","2019-01-14T17:00:00",64.9,46.6,{"v":25,"d":"25.0"},19.9,18.69,0.0725,0.13,13.83]
["January",14,"6PM to 7PM",18,"January 14, 2019 18:00","2019-01-14T18:00:00",62.1,45.2,{"v":25,"d":"25.0"},19.9,17.99,0.0729,0.13,13.75]
["January",14,"7PM to 8PM",19,"January 14, 2019 19:00","2019-01-14T19:00:00",{"v":59,"d":"59.0"},44.3,{"v":27,"d":"27.0"},21.9,17.56,0.0733,0.14,13.68]
["January",14,"8PM to 9PM",20,"January 14, 2019 20:00","2019-01-14T20:00:00",{"v":57,"d":"57.0"},43.4,{"v":27,"d":"27.0"},21.9,17.08,0.0736,0.14,13.62]
["January",14,"9PM to 10PM",21,"January 14, 2019 21:00","2019-01-14T21:00:00",{"v":55,"d":"55.0"},43.1,28.9,{"v":24,"d":"24.0"},16.93,0.0739,0.16,13.58]
["January",14,"10PM to 11PM",22,"January 14, 2019 22:00","2019-01-14T22:00:00",53.1,42.8,30.9,26.3,16.81,0.0742,0.17,13.53]
["January",14,"11PM to 12AM",23,"January 14, 2019 23:00","2019-01-14T23:00:00",51.1,41.9,30.9,26.3,16.33,0.0745,0.17,13.48]
["January",15,"12AM to 1AM",0,"January 15, 2019 0:00","2019-01-15",51.1,41.9,30.9,26.3,16.33,0.0745,0.17,13.48]
["January",15,"1AM to 2AM",1,"January 15, 2019 1:00","2019-01-15T01:00:00",{"v":50,"d":"50.0"},41.3,30.9,26.3,16.07,0.0746,0.17,13.45]
["January",15,"2AM to 3AM",2,"January 15, 2019 2:00","2019-01-15T02:00:00",48.9,39.7,{"v":28,"d":"28.0"},{"v":23,"d":"23.0"},{"v":15.3,"d":"15.30"},0.0748,0.15,13.41]
["January",15,"3AM to 4AM",3,"January 15, 2019 3:00","2019-01-15T03:00:00",46.9,38.7,{"v":28,"d":"28.0"},{"v":23,"d":"23.0"},14.82,0.0751,0.15,13.36]
["January",15,"4AM to 5AM",4,"January 15, 2019 4:00","2019-01-15T04:00:00",{"v":50,"d":"50.0"},39.2,{"v":25,"d":"25.0"},19.9,15.09,0.0747,0.13,13.43]
["January",15,"5AM to 6AM",5,"January 15, 2019 5:00","2019-01-15T05:00:00",{"v":50,"d":"50.0"},39.2,{"v":25,"d":"25.0"},19.9,15.09,0.0747,0.13,13.43]
["January",15,"6AM to 7AM",6,"January 15, 2019 6:00","2019-01-15T06:00:00",48.9,{"v":39,"d":"39.0"},26.1,{"v":21,"d":"21.0"},14.99,0.0748,0.14,13.41]
["January",15,"7AM to 8AM",7,"January 15, 2019 7:00","2019-01-15T07:00:00",{"v":50,"d":"50.0"},39.2,{"v":25,"d":"25.0"},19.9,15.09,0.0747,0.13,13.43]
["January",15,"8AM to 9AM",8,"January 15, 2019 8:00","2019-01-15T08:00:00",48.9,39.7,{"v":28,"d":"28.0"},{"v":23,"d":"23.0"},{"v":15.3,"d":"15.30"},0.0748,0.15,13.41]
["January",15,"9AM to 10AM",9,"January 15, 2019 9:00","2019-01-15T09:00:00",53.1,41.1,26.1,{"v":21,"d":"21.0"},15.98,0.0742,0.14,13.52]
["January",15,"10AM to 11AM",10,"January 15, 2019 10:00","2019-01-15T10:00:00",{"v":55,"d":"55.0"},42.4,{"v":27,"d":"27.0"},21.9,{"v":16.6,"d":"16.60"},0.0739,0.14,13.57]
["January",15,"11AM to 12PM",11,"January 15, 2019 11:00","2019-01-15T11:00:00",57.9,43.8,{"v":27,"d":"27.0"},21.9,{"v":17.3,"d":"17.30"},0.0735,0.14,13.65]
["January",15,"12PM to 1PM",12,"January 15, 2019 12:00","2019-01-15T12:00:00",{"v":61,"d":"61.0"},44.7,{"v":25,"d":"25.0"},19.9,17.73,0.0731,0.13,13.72]
["January",15,"1PM to 2PM",13,"January 15, 2019 13:00","2019-01-15T13:00:00",62.1,45.8,{"v":27,"d":"27.0"},21.9,{"v":18.3,"d":"18.30"},0.0729,0.14,13.76]
["January",15,"2PM to 3PM",14,"January 15, 2019 14:00","2019-01-15T14:00:00",62.1,46.1,{"v":28,"d":"28.0"},{"v":23,"d":"23.0"},18.47,0.0729,0.15,13.76]
["January",15,"3PM to 4PM",15,"January 15, 2019 15:00","2019-01-15T15:00:00",{"v":63,"d":"63.0"},45.6,{"v":25,"d":"25.0"},19.9,18.21,0.0728,0.13,13.78]
["January",15,"4PM to 5PM",16,"January 15, 2019 16:00","2019-01-15T16:00:00",62.1,46.1,{"v":28,"d":"28.0"},{"v":23,"d":"23.0"},18.47,0.0729,0.15,13.76]
["January",15,"5PM to 6PM",17,"January 15, 2019 17:00","2019-01-15T17:00:00",{"v":61,"d":"61.0"},45.9,28.9,{"v":24,"d":"24.0"},18.37,0.0731,0.16,13.74]
["January",15,"6PM to 7PM",18,"January 15, 2019 18:00","2019-01-15T18:00:00",{"v":59,"d":"59.0"},45.7,30.9,26.3,18.25,0.0733,0.17,13.69]
["January",15,"7PM to 8PM",19,"January 15, 2019 19:00","2019-01-15T19:00:00",57.9,45.9,33.1,28.9,18.39,0.0735,0.19,13.67]
["January",15,"8PM to 9PM",20,"January 15, 2019 20:00","2019-01-15T20:00:00",55.9,45.3,{"v":34,"d":"34.0"},29.9,18.07,0.0737,{"v":0.2,"d":"0.20"},13.62]
["January",15,"9PM to 10PM",21,"January 15, 2019 21:00","2019-01-15T21:00:00",{"v":55,"d":"55.0"},45.3,35.1,31.3,18.06,0.0738,{"v":0.2,"d":"0.20"},{"v":13.6,"d":"13.60"}]
["January",15,"10PM to 11PM",22,"January 15, 2019 22:00","2019-01-15T22:00:00",{"v":55,"d":"55.0"},44.9,{"v":34,"d":"34.0"},29.9,17.85,0.0739,{"v":0.2,"d":"0.20"},{"v":13.6,"d":"13.60"}]
["January",15,"11PM to 12AM",23,"January 15, 2019 23:00","2019-01-15T23:00:00",55.9,46.5,{"v":37,"d":"37.0"},33.8,18.68,0.0737,0.22,13.63]
["January",16,"12AM to 1AM",0,"January 16, 2019 0:00","2019-01-16",53.1,47.7,{"v":43,"d":"43.0"},42.7,19.36,0.0741,0.28,13.58]
["January",16,"1AM to 2AM",1,"January 16, 2019 1:00","2019-01-16T01:00:00",53.1,48.7,{"v":45,"d":"45.0"},46.1,19.88,{"v":0.074,"d":"0.0740"},{"v":0.3,"d":"0.30"},{"v":13.6,"d":"13.60"}]
["January",16,"2AM to 3AM",2,"January 16, 2019 2:00","2019-01-16T02:00:00",{"v":52,"d":"52.0"},49.8,{"v":48,"d":"48.0"},51.8,20.51,0.0742,0.34,13.58]
["January",16,"3AM to 4AM",3,"January 16, 2019 3:00","2019-01-16T03:00:00",51.1,49.4,{"v":48,"d":"48.0"},51.8,20.29,0.0743,0.34,13.56]
["January",16,"4AM to 5AM",4,"January 16, 2019 4:00","2019-01-16T04:00:00",51.1,49.4,{"v":48,"d":"48.0"},51.8,20.29,0.0743,0.34,13.56]
["January",16,"5AM to 6AM",5,"January 16, 2019 5:00","2019-01-16T05:00:00",51.1,49.4,{"v":48,"d":"48.0"},51.8,20.29,0.0743,0.34,13.56]
["January",16,"6AM to 7AM",6,"January 16, 2019 6:00","2019-01-16T06:00:00",{"v":50,"d":"50.0"},48.9,{"v":48,"d":"48.0"},51.8,20.02,0.0744,0.34,13.53]
["January",16,"7AM to 8AM",7,"January 16, 2019 7:00","2019-01-16T07:00:00",51.1,48.8,46.9,49.7,19.96,0.0743,0.32,13.55]
["January",16,"8AM to 9AM",8,"January 16, 2019 8:00","2019-01-16T08:00:00",51.1,48.3,{"v":46,"d":"46.0"},48.1,{"v":19.7,"d":"19.70"},0.0743,0.31,13.55]
["January",16,"9AM to 10AM",9,"January 16, 2019 9:00","2019-01-16T09:00:00",{"v":54,"d":"54.0"},50.1,46.9,49.7,20.66,0.0739,0.32,13.63]
["January",16,"10AM to 11AM",10,"January 16, 2019 10:00","2019-01-16T10:00:00",{"v":55,"d":"55.0"},50.1,{"v":46,"d":"46.0"},48.1,20.67,0.0737,0.31,13.65]
["January",16,"11AM to 12PM",11,"January 16, 2019 11:00","2019-01-16T11:00:00",57.9,51.3,{"v":46,"d":"46.0"},48.1,21.37,0.0733,0.31,13.73]
["January",16,"12PM to 1PM",12,"January 16, 2019 12:00","2019-01-16T12:00:00",{"v":61,"d":"61.0"},51.6,44.1,44.5,21.56,0.0729,0.29,{"v":13.8,"d":"13.80"}]
["January",16,"1PM to 2PM",13,"January 16, 2019 13:00","2019-01-16T13:00:00",{"v":61,"d":"61.0"},51.2,{"v":43,"d":"43.0"},42.7,21.28,0.0729,0.28,13.79]
["January",16,"2PM to 3PM",14,"January 16, 2019 14:00","2019-01-16T14:00:00",{"v":63,"d":"63.0"},52.5,44.1,44.5,22.04,0.0726,0.29,13.85]
["January",16,"3PM to 4PM",15,"January 16, 2019 15:00","2019-01-16T15:00:00",{"v":64,"d":"64.0"},52.4,{"v":43,"d":"43.0"},42.7,22.02,0.0725,0.28,13.88]
["January",16,"4PM to 5PM",16,"January 16, 2019 16:00","2019-01-16T16:00:00",62.1,50.8,{"v":41,"d":"41.0"},39.5,21.05,0.0728,0.26,13.81]
["January",16,"5PM to 6PM",17,"January 16, 2019 17:00","2019-01-16T17:00:00",{"v":59,"d":"59.0"},48.6,{"v":39,"d":"39.0"},36.6,19.85,0.0733,0.24,13.72]
["January",16,"6PM to 7PM",18,"January 16, 2019 18:00","2019-01-16T18:00:00",57.9,47.4,{"v":37,"d":"37.0"},33.8,19.16,0.0734,0.22,13.69]
["January",16,"7PM to 8PM",19,"January 16, 2019 19:00","2019-01-16T19:00:00",55.9,46.8,37.9,35.1,18.87,0.0737,0.23,13.64]
["January",16,"8PM to 9PM",20,"January 16, 2019 20:00","2019-01-16T20:00:00",{"v":54,"d":"54.0"},46.7,39.9,37.9,18.83,{"v":0.074,"d":"0.0740"},0.25,13.59]
["January",16,"9PM to 10PM",21,"January 16, 2019 21:00","2019-01-16T21:00:00",{"v":54,"d":"54.0"},47.2,{"v":41,"d":"41.0"},39.5,19.08,{"v":0.074,"d":"0.0740"},0.26,{"v":13.6,"d":"13.60"}]
["January",16,"10PM to 11PM",22,"January 16, 2019 22:00","2019-01-16T22:00:00",{"v":54,"d":"54.0"},46.7,39.9,37.9,18.83,{"v":0.074,"d":"0.0740"},0.25,13.59]
["January",16,"11PM to 12AM",23,"January 16, 2019 23:00","2019-01-16T23:00:00",53.1,47.3,42.1,41.2,19.13,0.0741,0.27,13.58]
["January",17,"12AM to 1AM",0,"January 17, 2019 0:00","2019-01-17",51.1,46.4,42.1,41.2,18.65,0.0744,0.27,13.53]
["January",17,"1AM to 2AM",1,{"$f":"A393&\" \"&B393&\", \"&$D$5&\" \"&D393&\":00\"","v":"January 17, 2019 1:00"},{"$f":"DATEVALUE(E393)+TIMEVALUE(E393)","v":"2019-01-17T01:00:00"},{"v":50,"d":"50.0"},45.9,42.1,41.2,18.39,0.0745,0.27,{"v":13.5,"d":"13.50"}]
["January",17,"2AM to 3AM",{"$f":"IF(D393+1>23,0,D393+1)","v":2},"January 17, 2019 2:00","2019-01-17T02:00:00",{"v":50,"d":"50.0"},45.9,42.1,41.2,18.39,0.0745,0.27,{"v":13.5,"d":"13.50"}]
["January",17,"3AM to 4AM",3,"January 17, 2019 3:00","2019-01-17T03:00:00",{"v":48,"d":"48.0"},44.5,{"v":41,"d":"41.0"},39.5,17.64,0.0748,0.26,13.44]
["January",17,"4AM to 5AM",4,"January 17, 2019 4:00","2019-01-17T04:00:00",{"v":48,"d":"48.0"},44.5,{"v":41,"d":"41.0"},39.5,17.64,0.0748,0.26,13.44]
["January",17,"5AM to 6AM",5,"January 17, 2019 5:00","2019-01-17T05:00:00",{"v":48,"d":"48.0"},44.5,{"v":41,"d":"41.0"},39.5,17.64,0.0748,0.26,13.44]
["January",17,"6AM to 7AM",6,"January 17, 2019 6:00","2019-01-17T06:00:00",{"v":48,"d":"48.0"},{"v":44,"d":"44.0"},39.9,37.9,17.39,0.0748,0.25,13.44]
["January",17,"7AM to 8AM",7,"January 17, 2019 7:00","2019-01-17T07:00:00",48.9,44.4,39.9,37.9,17.61,0.0747,0.25,13.46]
["January",17,"8AM to 9AM",8,"January 17, 2019 8:00","2019-01-17T08:00:00",{"v":50,"d":"50.0"},44.9,39.9,37.9,17.87,0.0745,0.25,13.49]
["January",17,"9AM to 10AM",9,"January 17, 2019 9:00","2019-01-17T09:00:00",{"v":52,"d":"52.0"},46.3,{"v":41,"d":"41.0"},39.5,{"v":18.6,"d":"18.60"},0.0742,0.26,13.55]
["January",17,"10AM to 11AM",10,"January 17, 2019 10:00","2019-01-17T10:00:00",55.9,47.6,39.9,37.9,19.31,0.0737,0.25,13.65]
["January",17,"11AM to 12PM",11,"January 17, 2019 11:00","2019-01-17T11:00:00",60.1,49.1,{"v":39,"d":"39.0"},36.6,20.11,0.0731,0.24,13.75]
["January",17,"12PM to 1PM",12,"January 17, 2019 12:00","2019-01-17T12:00:00",{"v":63,"d":"63.0"},50.7,39.9,37.9,21.01,0.0727,0.25,13.83]
["January",17,"1PM to 2PM",13,"January 17, 2019 13:00","2019-01-17T13:00:00",{"v":66,"d":"66.0"},{"v":52,"d":"52.0"},39.9,37.9,21.75,0.0723,0.25,13.91]
["January",17,"2PM to 3PM",14,"January 17, 2019 14:00","2019-01-17T14:00:00",66.9,{"v":52,"d":"52.0"},{"v":39,"d":"39.0"},36.6,21.77,0.0721,0.24,13.93]
["January",17,"3PM to 4PM",15,"January 17, 2019 15:00","2019-01-17T15:00:00",66.9,51.6,37.9,35.1,21.53,0.0722,0.23,13.93]
["January",17,"4PM to 5PM",16,"January 17, 2019 16:00","2019-01-17T16:00:00",{"v":63,"d":"63.0"},51.2,{"v":41,"d":"41.0"},39.5,21.27,0.0727,0.26,13.84]
["January",17,"5PM to 6PM",17,"January 17, 2019 17:00","2019-01-17T17:00:00",{"v":63,"d":"63.0"},50.7,39.9,37.9,21.01,0.0727,0.25,13.83]
["January",17,"6PM to 7PM",18,"January 17, 2019 18:00","2019-01-17T18:00:00",57.9,50.8,{"v":45,"d":"45.0"},46.1,21.06,0.0733,{"v":0.3,"d":"0.30"},13.72]
["January",17,"7PM to 8PM",19,"January 17, 2019 19:00","2019-01-17T19:00:00",{"v":48,"d":"48.0"},46.4,{"v":45,"d":"45.0"},46.1,18.66,0.0748,{"v":0.3,"d":"0.30"},13.46]
["January",17,"8PM to 9PM",20,"January 17, 2019 20:00","2019-01-17T20:00:00",48.9,46.8,{"v":45,"d":"45.0"},46.1,18.88,0.0746,{"v":0.3,"d":"0.30"},13.49]
["January",17,"9PM to 10PM",21,"January 17, 2019 21:00","2019-01-17T21:00:00",48.9,46.8,{"v":45,"d":"45.0"},46.1,18.88,0.0746,{"v":0.3,"d":"0.30"},13.49]
["January",17,"10PM to 11PM",22,"January 17, 2019 22:00","2019-01-17T22:00:00",48.9,46.8,{"v":45,"d":"45.0"},46.1,18.88,0.0746,{"v":0.3,"d":"0.30"},13.49]
["January",17,"11PM to 12AM",23,"January 17, 2019 23:00","2019-01-17T23:00:00",{"v":48,"d":"48.0"},45.9,44.1,44.5,18.41,0.0748,0.29,13.46]
["January",18,"12AM to 1AM",0,"January 18, 2019 0:00","2019-01-18",{"v":48,"d":"48.0"},45.4,{"v":43,"d":"43.0"},42.7,18.13,0.0748,0.28,13.45]
["January",18,"1AM to 2AM",1,"January 18, 2019 1:00","2019-01-18T01:00:00",{"v":50,"d":"50.0"},45.4,{"v":41,"d":"41.0"},39.5,18.12,0.0745,0.26,13.49]
["January",18,"2AM to 3AM",2,"January 18, 2019 2:00","2019-01-18T02:00:00",48.9,46.3,44.1,44.5,18.63,0.0747,0.29,13.48]
["January",18,"3AM to 4AM",3,"January 18, 2019 3:00","2019-01-18T03:00:00",48.9,45.4,42.1,41.2,18.12,0.0747,0.27,13.47]
["January",18,"4AM to 5AM",4,"January 18, 2019 4:00","2019-01-18T04:00:00",48.9,45.8,{"v":43,"d":"43.0"},42.7,18.35,0.0747,0.28,13.48]
["January",18,"5AM to 6AM",5,"January 18, 2019 5:00","2019-01-18T05:00:00",{"v":48,"d":"48.0"},46.4,{"v":45,"d":"45.0"},46.1,18.66,0.0748,{"v":0.3,"d":"0.30"},13.46]
["January",18,"6AM to 7AM",6,"January 18, 2019 6:00","2019-01-18T06:00:00",{"v":48,"d":"48.0"},46.4,{"v":45,"d":"45.0"},46.1,18.66,0.0748,{"v":0.3,"d":"0.30"},13.46]
["January",18,"7AM to 8AM",7,"January 18, 2019 7:00","2019-01-18T07:00:00",{"v":48,"d":"48.0"},{"v":47,"d":"47.0"},{"v":46,"d":"46.0"},48.1,18.96,0.0748,0.31,13.47]
["January",18,"8AM to 9AM",8,"January 18, 2019 8:00","2019-01-18T08:00:00",46.9,45.4,44.1,44.5,18.15,0.0749,0.29,13.43]
["January",18,"9AM to 10AM",9,"January 18, 2019 9:00","2019-01-18T09:00:00",46.9,44.9,{"v":43,"d":"43.0"},42.7,17.87,{"v":0.075,"d":"0.0750"},0.28,13.42]
["January",18,"10AM to 11AM",10,"January 18, 2019 10:00","2019-01-18T10:00:00",{"v":48,"d":"48.0"},45.4,{"v":43,"d":"43.0"},42.7,18.13,0.0748,0.28,13.45]
["January",18,"11AM to 12PM",11,"January 18, 2019 11:00","2019-01-18T11:00:00",48.9,45.4,42.1,41.2,18.12,0.0747,0.27,13.47]
["January",18,"12PM to 1PM",12,"January 18, 2019 12:00","2019-01-18T12:00:00",51.1,45.4,39.9,37.9,18.13,0.0744,0.25,13.52]
["January",18,"1PM to 2PM",13,"January 18, 2019 13:00","2019-01-18T13:00:00",{"v":50,"d":"50.0"},{"v":44,"d":"44.0"},37.9,35.1,17.43,0.0746,0.23,13.48]
["January",18,"2PM to 3PM",14,"January 18, 2019 14:00","2019-01-18T14:00:00",{"v":50,"d":"50.0"},43.7,{"v":37,"d":"37.0"},33.8,17.24,0.0746,0.22,13.48]
["January",18,"3PM to 4PM",15,"January 18, 2019 15:00","2019-01-18T15:00:00",48.9,42.7,{"v":36,"d":"36.0"},32.4,16.76,0.0747,0.21,13.44]
["January",18,"4PM to 5PM",16,"January 18, 2019 16:00","2019-01-18T16:00:00",48.9,43.5,37.9,35.1,17.17,0.0747,0.23,13.45]
["January",18,"5PM to 6PM",17,"January 18, 2019 17:00","2019-01-18T17:00:00",48.9,42.7,{"v":36,"d":"36.0"},32.4,16.76,0.0747,0.21,13.44]
["January",18,"6PM to 7PM",18,"January 18, 2019 18:00","2019-01-18T18:00:00",{"v":48,"d":"48.0"},41.9,35.1,31.3,16.36,0.0749,{"v":0.2,"d":"0.20"},13.42]
["January",18,"7PM to 8PM",19,"January 18, 2019 19:00","2019-01-18T19:00:00",{"v":48,"d":"48.0"},41.9,35.1,31.3,16.36,0.0749,{"v":0.2,"d":"0.20"},13.42]
["January",18,"8PM to 9PM",20,"January 18, 2019 20:00","2019-01-18T20:00:00",46.9,40.6,33.1,28.9,15.73,{"v":0.075,"d":"0.0750"},0.19,13.38]
["January",18,"9PM to 10PM",21,"January 18, 2019 21:00","2019-01-18T21:00:00",{"v":46,"d":"46.0"},40.1,33.1,28.9,15.51,0.0752,0.19,13.36]
["January",18,"10PM to 11PM",22,"January 18, 2019 22:00","2019-01-18T22:00:00",{"v":45,"d":"45.0"},39.2,{"v":32,"d":"32.0"},27.6,15.06,0.0753,0.18,13.32]
["January",18,"11PM to 12AM",23,"January 18, 2019 23:00","2019-01-18T23:00:00",44.1,38.2,30.9,26.3,14.64,0.0755,0.17,{"v":13.3,"d":"13.30"}]
["January",19,"12AM to 1AM",0,"January 19, 2019 0:00","2019-01-19",42.1,37.6,{"v":32,"d":"32.0"},27.6,14.37,0.0758,0.18,13.25]
["January",19,"1AM to 2AM",1,"January 19, 2019 1:00","2019-01-19T01:00:00",{"v":41,"d":"41.0"},37.1,{"v":32,"d":"32.0"},27.6,{"v":14.1,"d":"14.10"},0.0759,0.18,13.22]
["January",19,"2AM to 3AM",2,"January 19, 2019 2:00","2019-01-19T02:00:00",37.9,34.9,30.9,26.3,13.16,0.0764,0.17,13.14]
["January",19,"3AM to 4AM",3,"January 19, 2019 3:00","2019-01-19T03:00:00",37.9,34.9,30.9,26.3,13.16,0.0764,0.17,13.14]
["January",19,"4AM to 5AM",4,"January 19, 2019 4:00","2019-01-19T04:00:00",{"v":37,"d":"37.0"},33.6,28.9,{"v":24,"d":"24.0"},12.58,0.0766,0.16,{"v":13.1,"d":"13.10"}]
["January",19,"5AM to 6AM",5,"January 19, 2019 5:00","2019-01-19T05:00:00",37.9,33.7,{"v":28,"d":"28.0"},{"v":23,"d":"23.0"},12.65,0.0764,0.15,13.13]
["January",19,"6AM to 7AM",6,"January 19, 2019 6:00","2019-01-19T06:00:00",37.9,33.3,{"v":27,"d":"27.0"},21.9,12.48,0.0764,0.14,13.12]
["January",19,"7AM to 8AM",7,"January 19, 2019 7:00","2019-01-19T07:00:00",{"v":36,"d":"36.0"},31.9,{"v":27,"d":"27.0"},21.9,{"v":12,"d":"12.00"},0.0768,0.14,13.07]
["January",19,"8AM to 9AM",8,"January 19, 2019 8:00","2019-01-19T08:00:00",39.9,34.1,26.1,{"v":21,"d":"21.0"},12.81,0.0761,0.14,13.17]
["January",19,"9AM to 10AM",9,"January 19, 2019 9:00","2019-01-19T09:00:00",{"v":45,"d":"45.0"},36.5,{"v":25,"d":"25.0"},19.9,13.87,0.0754,0.13,{"v":13.3,"d":"13.30"}]
["January",19,"10AM to 11AM",10,"January 19, 2019 10:00","2019-01-19T10:00:00",46.9,36.7,21.9,17.2,13.93,0.0751,0.11,13.35]
["January",19,"11AM to 12PM",11,"January 19, 2019 11:00","2019-01-19T11:00:00",{"v":48,"d":"48.0"},37.6,{"v":23,"d":"23.0"},18.1,14.33,{"v":0.075,"d":"0.0750"},0.12,13.38]
["January",19,"12PM to 1PM",12,"January 19, 2019 12:00","2019-01-19T12:00:00",{"v":50,"d":"50.0"},38.3,21.9,17.2,14.67,0.0747,0.11,13.43]
["January",19,"1PM to 2PM",13,"January 19, 2019 13:00","2019-01-19T13:00:00",51.1,39.2,{"v":23,"d":"23.0"},18.1,15.07,0.0745,0.12,13.46]
["January",19,"2PM to 3PM",14,"January 19, 2019 14:00","2019-01-19T14:00:00",{"v":52,"d":"52.0"},39.1,{"v":21,"d":"21.0"},16.5,15.03,0.0744,0.11,13.48]
["January",19,"3PM to 4PM",15,"January 19, 2019 15:00","2019-01-19T15:00:00",53.1,40.8,{"v":25,"d":"25.0"},19.9,15.82,0.0742,0.13,13.51]
["January",19,"4PM to 5PM",16,"January 19, 2019 16:00","2019-01-19T16:00:00",51.1,40.1,26.1,{"v":21,"d":"21.0"},15.51,0.0745,0.14,13.47]
["January",19,"5PM to 6PM",17,{"$f":"A457&\" \"&B457&\", \"&$D$5&\" \"&D457&\":00\"","v":"January 19, 2019 17:00"},{"$f":"DATEVALUE(E457)+TIMEVALUE(E457)","v":"2019-01-19T17:00:00"},48.9,{"v":39,"d":"39.0"},26.1,{"v":21,"d":"21.0"},14.99,0.0748,0.14,13.41]
["January",19,"6PM to 7PM",{"$f":"IF(D457+1>23,0,D457+1)","v":18},"January 19, 2019 18:00","2019-01-19T18:00:00",{"v":48,"d":"48.0"},38.8,{"v":27,"d":"27.0"},21.9,14.91,0.0749,0.14,13.39]
["January",19,"7PM to 8PM",19,"January 19, 2019 19:00","2019-01-19T19:00:00",{"v":48,"d":"48.0"},39.2,{"v":28,"d":"28.0"},{"v":23,"d":"23.0"},15.08,0.0749,0.15,13.39]
["January",19,"8PM to 9PM",20,"January 19, 2019 20:00","2019-01-19T20:00:00",46.9,38.7,{"v":28,"d":"28.0"},{"v":23,"d":"23.0"},14.82,0.0751,0.15,13.36]
["January",19,"9PM to 10PM",21,"January 19, 2019 21:00","2019-01-19T21:00:00",{"v":46,"d":"46.0"},38.5,28.9,{"v":24,"d":"24.0"},14.76,0.0752,0.16,13.34]
["January",19,"10PM to 11PM",22,"January 19, 2019 22:00","2019-01-19T22:00:00",44.1,38.7,{"v":32,"d":"32.0"},27.6,14.84,0.0755,0.18,{"v":13.3,"d":"13.30"}]
["January",19,"11PM to 12AM",23,"January 19, 2019 23:00","2019-01-19T23:00:00",42.1,37.6,{"v":32,"d":"32.0"},27.6,14.37,0.0758,0.18,13.25]
["January",20,"12AM to 1AM",0,"January 20, 2019 0:00","2019-01-20",{"v":41,"d":"41.0"},{"v":35,"d":"35.0"},{"v":27,"d":"27.0"},21.9,13.21,{"v":0.076,"d":"0.0760"},0.14,{"v":13.2,"d":"13.20"}]
["January",20,"1AM to 2AM",1,"January 20, 2019 1:00","2019-01-20T01:00:00",{"v":39,"d":"39.0"},34.7,28.9,{"v":24,"d":"24.0"},13.06,0.0763,0.16,13.16]
["January",20,"2AM to 3AM",2,"January 20, 2019 2:00","2019-01-20T02:00:00",37.9,33.3,{"v":27,"d":"27.0"},21.9,12.48,0.0764,0.14,13.12]
["January",20,"3AM to 4AM",3,"January 20, 2019 3:00","2019-01-20T03:00:00",{"v":39,"d":"39.0"},32.2,21.9,17.2,12.02,0.0763,0.11,13.14]
["January",20,"4AM to 5AM",4,"January 20, 2019 4:00","2019-01-20T04:00:00",35.1,32.1,{"v":28,"d":"28.0"},{"v":23,"d":"23.0"},11.95,0.0769,0.15,13.05]
["January",20,"5AM to 6AM",5,"January 20, 2019 5:00","2019-01-20T05:00:00",35.1,31.1,26.1,{"v":21,"d":"21.0"},11.64,0.0769,0.14,13.04]
["January",20,"6AM to 7AM",6,"January 20, 2019 6:00","2019-01-20T06:00:00",{"v":34,"d":"34.0"},30.1,{"v":25,"d":"25.0"},19.9,11.22,0.0771,0.13,13.01]
["January",20,"7AM to 8AM",7,"January 20, 2019 7:00","2019-01-20T07:00:00",{"v":34,"d":"34.0"},29.8,24.1,19.1,11.09,0.0771,0.12,13.01]
["January",20,"8AM to 9AM",8,"January 20, 2019 8:00","2019-01-20T08:00:00",{"v":39,"d":"39.0"},32.6,{"v":23,"d":"23.0"},18.1,12.16,0.0763,0.12,13.14]
["January",20,"9AM to 10AM",9,"January 20, 2019 9:00","2019-01-20T09:00:00",44.1,34.8,{"v":21,"d":"21.0"},16.5,13.12,0.0756,0.11,13.27]
["January",20,"10AM to 11AM",10,"January 20, 2019 10:00","2019-01-20T10:00:00",46.9,35.6,{"v":18,"d":"18.0"},14.2,13.47,0.0751,0.09,13.34]
["January",20,"11AM to 12PM",11,"January 20, 2019 11:00","2019-01-20T11:00:00",{"v":50,"d":"50.0"},37.1,17.1,13.6,14.11,0.0747,0.09,13.41]
["January",20,"12PM to 1PM",12,"January 20, 2019 12:00","2019-01-20T12:00:00",51.1,{"v":37,"d":"37.0"},{"v":14,"d":"14.0"},11.7,14.08,0.0745,0.08,13.44]
["January",20,"1PM to 2PM",13,"January 20, 2019 13:00","2019-01-20T13:00:00",{"v":54,"d":"54.0"},38.4,12.9,11.1,14.67,0.0741,0.07,13.51]
["January",20,"2PM to 3PM",14,"January 20, 2019 14:00","2019-01-20T14:00:00",{"v":55,"d":"55.0"},38.9,12.9,11.1,14.93,{"v":0.074,"d":"0.0740"},0.07,13.54]
["January",20,"3PM to 4PM",15,"January 20, 2019 15:00","2019-01-20T15:00:00",55.9,{"v":40,"d":"40.0"},{"v":16,"d":"16.0"},12.9,15.43,0.0738,0.08,13.57]
["January",20,"4PM to 5PM",16,"January 20, 2019 16:00","2019-01-20T16:00:00",{"v":54,"d":"54.0"},38.8,15.1,12.3,14.87,0.0741,0.08,13.51]
["January",20,"5PM to 6PM",17,"January 20, 2019 17:00","2019-01-20T17:00:00",{"v":50,"d":"50.0"},38.1,{"v":21,"d":"21.0"},16.5,14.56,0.0747,0.11,13.42]
["January",20,"6PM to 7PM",18,"January 20, 2019 18:00","2019-01-20T18:00:00",{"v":48,"d":"48.0"},37.9,24.1,19.1,14.48,0.0749,0.12,13.38]
["January",20,"7PM to 8PM",19,"January 20, 2019 19:00","2019-01-20T19:00:00",46.9,{"v":37,"d":"37.0"},{"v":23,"d":"23.0"},18.1,14.07,0.0751,0.12,13.35]
["January",20,"8PM to 9PM",20,"January 20, 2019 20:00","2019-01-20T20:00:00",{"v":46,"d":"46.0"},36.8,24.1,19.1,{"v":14,"d":"14.00"},0.0752,0.12,13.33]
["January",20,"9PM to 10PM",21,"January 20, 2019 21:00","2019-01-20T21:00:00",44.1,{"v":36,"d":"36.0"},{"v":25,"d":"25.0"},19.9,13.65,0.0755,0.13,13.28]
["January",20,"10PM to 11PM",22,"January 20, 2019 22:00","2019-01-20T22:00:00",{"v":43,"d":"43.0"},36.1,{"v":27,"d":"27.0"},21.9,13.69,0.0757,0.14,13.25]
["January",20,"11PM to 12AM",23,"January 20, 2019 23:00","2019-01-20T23:00:00",42.1,{"v":36,"d":"36.0"},{"v":28,"d":"28.0"},{"v":23,"d":"23.0"},13.65,0.0758,0.15,13.23]
["January",21,"12AM to 1AM",0,"January 21, 2019 0:00","2019-01-21",{"v":41,"d":"41.0"},35.4,{"v":28,"d":"28.0"},{"v":23,"d":"23.0"},13.39,{"v":0.076,"d":"0.0760"},0.15,13.21]
["January",21,"1AM to 2AM",1,"January 21, 2019 1:00","2019-01-21T01:00:00",{"v":39,"d":"39.0"},34.3,{"v":28,"d":"28.0"},{"v":23,"d":"23.0"},12.91,0.0763,0.15,13.15]
["January",21,"2AM to 3AM",2,"January 21, 2019 2:00","2019-01-21T02:00:00",37.9,{"v":33,"d":"33.0"},26.1,{"v":21,"d":"21.0"},12.34,0.0765,0.14,13.12]
["January",21,"3AM to 4AM",3,"January 21, 2019 3:00","2019-01-21T03:00:00",{"v":37,"d":"37.0"},32.5,26.1,{"v":21,"d":"21.0"},12.12,0.0766,0.14,{"v":13.1,"d":"13.10"}]
["January",21,"4AM to 5AM",4,"January 21, 2019 4:00","2019-01-21T04:00:00",{"v":37,"d":"37.0"},32.5,26.1,{"v":21,"d":"21.0"},12.12,0.0766,0.14,{"v":13.1,"d":"13.10"}]
["January",21,"5AM to 6AM",5,"January 21, 2019 5:00","2019-01-21T05:00:00",{"v":36,"d":"36.0"},31.5,26.1,{"v":21,"d":"21.0"},11.86,0.0768,0.14,13.07]
["January",21,"6AM to 7AM",6,"January 21, 2019 6:00","2019-01-21T06:00:00",{"v":36,"d":"36.0"},31.5,26.1,{"v":21,"d":"21.0"},11.86,0.0768,0.14,13.07]
["January",21,"7AM to 8AM",7,"January 21, 2019 7:00","2019-01-21T07:00:00",{"v":36,"d":"36.0"},31.1,{"v":25,"d":"25.0"},19.9,{"v":11.7,"d":"11.70"},0.0768,0.13,13.06]
["January",21,"8AM to 9AM",8,"January 21, 2019 8:00","2019-01-21T08:00:00",37.9,{"v":33,"d":"33.0"},26.1,{"v":21,"d":"21.0"},12.34,0.0765,0.14,13.12]
["January",21,"9AM to 10AM",9,"January 21, 2019 9:00","2019-01-21T09:00:00",{"v":43,"d":"43.0"},36.1,{"v":27,"d":"27.0"},21.9,13.69,0.0757,0.14,13.25]
["January",21,"10AM to 11AM",10,"January 21, 2019 10:00","2019-01-21T10:00:00",{"v":46,"d":"46.0"},36.8,24.1,19.1,{"v":14,"d":"14.00"},0.0752,0.12,13.33]
["January",21,"11AM to 12PM",11,"January 21, 2019 11:00","2019-01-21T11:00:00",{"v":48,"d":"48.0"},37.9,24.1,19.1,14.48,0.0749,0.12,13.38]
["January",21,"12PM to 1PM",12,"January 21, 2019 12:00","2019-01-21T12:00:00",51.1,39.5,24.1,19.1,15.22,0.0745,0.12,13.46]
["January",21,"1PM to 2PM",13,"January 21, 2019 13:00","2019-01-21T13:00:00",51.1,39.2,{"v":23,"d":"23.0"},18.1,15.07,0.0745,0.12,13.46]
["January",21,"2PM to 3PM",14,"January 21, 2019 14:00","2019-01-21T14:00:00",{"v":54,"d":"54.0"},40.7,{"v":23,"d":"23.0"},18.1,15.76,0.0741,0.12,13.53]
["January",21,"3PM to 4PM",15,"January 21, 2019 15:00","2019-01-21T15:00:00",{"v":54,"d":"54.0"},40.7,{"v":23,"d":"23.0"},18.1,15.76,0.0741,0.12,13.53]
["January",21,"4PM to 5PM",16,"January 21, 2019 16:00","2019-01-21T16:00:00",{"v":54,"d":"54.0"},40.7,{"v":23,"d":"23.0"},18.1,15.76,0.0741,0.12,13.53]
["January",21,"5PM to 6PM",17,"January 21, 2019 17:00","2019-01-21T17:00:00",{"v":52,"d":"52.0"},40.3,{"v":25,"d":"25.0"},19.9,15.56,0.0744,0.13,13.49]
["January",21,"6PM to 7PM",18,"January 21, 2019 18:00","2019-01-21T18:00:00",{"v":50,"d":"50.0"},40.2,{"v":28,"d":"28.0"},{"v":23,"d":"23.0"},15.56,0.0746,0.15,13.44]
["January",21,"7PM to 8PM",19,"January 21, 2019 19:00","2019-01-21T19:00:00",48.9,39.3,{"v":27,"d":"27.0"},21.9,15.13,0.0748,0.14,13.41]
["January",21,"8PM to 9PM",20,"January 21, 2019 20:00","2019-01-21T20:00:00",{"v":50,"d":"50.0"},38.3,21.9,17.2,14.67,0.0747,0.11,13.43]
["January",21,"9PM to 10PM",21,"January 21, 2019 21:00","2019-01-21T21:00:00",{"v":50,"d":"50.0"},{"v":36,"d":"36.0"},{"v":12,"d":"12.0"},10.6,13.65,0.0747,0.07,13.41]
["January",21,"10PM to 11PM",22,"January 21, 2019 22:00","2019-01-21T22:00:00",{"v":50,"d":"50.0"},35.7,{"v":10,"d":"10.0"},9.6,13.49,0.0747,0.06,{"v":13.4,"d":"13.40"}]
["January",21,"11PM to 12AM",23,"January 21, 2019 23:00","2019-01-21T23:00:00",46.9,34.1,10.9,10.1,12.82,0.0752,0.07,13.32]
["January",22,"12AM to 1AM",0,"January 22, 2019 0:00","2019-01-22",46.9,{"v":34,"d":"34.0"},{"v":10,"d":"10.0"},9.6,12.76,0.0752,0.06,13.32]
["January",22,"1AM to 2AM",1,"January 22, 2019 1:00","2019-01-22T01:00:00",{"v":46,"d":"46.0"},33.8,{"v":12,"d":"12.0"},10.6,12.69,0.0753,0.07,{"v":13.3,"d":"13.30"}]
["January",22,"2AM to 3AM",2,"January 22, 2019 2:00","2019-01-22T02:00:00",{"v":46,"d":"46.0"},33.6,10.9,10.1,12.61,0.0753,0.07,{"v":13.3,"d":"13.30"}]
["January",22,"3AM to 4AM",3,"January 22, 2019 3:00","2019-01-22T03:00:00",46.9,34.3,{"v":12,"d":"12.0"},10.6,12.91,0.0752,0.07,13.32]
["January",22,"4AM to 5AM",4,"January 22, 2019 4:00","2019-01-22T04:00:00",46.9,34.5,12.9,11.1,12.99,0.0752,0.07,13.33]
["January",22,"5AM to 6AM",5,"January 22, 2019 5:00","2019-01-22T05:00:00",{"v":48,"d":"48.0"},35.1,12.9,11.1,13.25,{"v":0.075,"d":"0.0750"},0.07,13.35]
["January",22,"6AM to 7AM",6,"January 22, 2019 6:00","2019-01-22T06:00:00",46.9,34.5,12.9,11.1,12.99,0.0752,0.07,13.33]
["January",22,"7AM to 8AM",7,"January 22, 2019 7:00","2019-01-22T07:00:00",46.9,34.5,12.9,11.1,12.99,0.0752,0.07,13.33]
["January",22,"8AM to 9AM",8,"January 22, 2019 8:00","2019-01-22T08:00:00",48.9,36.1,15.1,12.3,13.66,0.0749,0.08,13.38]
["January",22,"9AM to 10AM",9,{"$f":"A521&\" \"&B521&\", \"&$D$5&\" \"&D521&\":00\"","v":"January 22, 2019 9:00"},{"$f":"DATEVALUE(E521)+TIMEVALUE(E521)","v":"2019-01-22T09:00:00"},51.1,{"v":37,"d":"37.0"},{"v":14,"d":"14.0"},11.7,14.08,0.0745,0.08,13.44]
["January",22,"10AM to 11AM",{"$f":"IF(D521+1>23,0,D521+1)","v":10},"January 22, 2019 10:00","2019-01-22T10:00:00",53.1,38.1,{"v":14,"d":"14.0"},11.7,14.55,0.0743,0.08,13.49]
["January",22,"11AM to 12PM",11,"January 22, 2019 11:00","2019-01-22T11:00:00",{"v":55,"d":"55.0"},39.3,15.1,12.3,15.13,{"v":0.074,"d":"0.0740"},0.08,13.54]
["January",22,"12PM to 1PM",12,"January 22, 2019 12:00","2019-01-22T12:00:00",{"v":57,"d":"57.0"},40.4,15.1,12.3,15.61,0.0737,0.08,{"v":13.6,"d":"13.60"}]
["January",22,"1PM to 2PM",13,"January 22, 2019 13:00","2019-01-22T13:00:00",{"v":59,"d":"59.0"},41.5,{"v":16,"d":"16.0"},12.9,16.17,0.0734,0.08,13.65]
["January",22,"2PM to 3PM",14,"January 22, 2019 14:00","2019-01-22T14:00:00",{"v":61,"d":"61.0"},42.4,15.1,12.3,16.56,0.0731,0.08,{"v":13.7,"d":"13.70"}]
["January",22,"3PM to 4PM",15,"January 22, 2019 15:00","2019-01-22T15:00:00",{"v":61,"d":"61.0"},42.4,15.1,12.3,16.56,0.0731,0.08,{"v":13.7,"d":"13.70"}]
["January",22,"4PM to 5PM",16,"January 22, 2019 16:00","2019-01-22T16:00:00",60.1,41.9,15.1,12.3,16.34,0.0733,0.08,13.68]
["January",22,"5PM to 6PM",17,"January 22, 2019 17:00","2019-01-22T17:00:00",57.9,{"v":41,"d":"41.0"},{"v":16,"d":"16.0"},12.9,15.91,0.0736,0.08,13.62]
["January",22,"6PM to 7PM",18,"January 22, 2019 18:00","2019-01-22T18:00:00",{"v":54,"d":"54.0"},40.7,{"v":23,"d":"23.0"},18.1,15.76,0.0741,0.12,13.53]
["January",22,"7PM to 8PM",19,"January 22, 2019 19:00","2019-01-22T19:00:00",{"v":52,"d":"52.0"},39.4,21.9,17.2,15.15,0.0744,0.11,13.48]
["January",22,"8PM to 9PM",20,"January 22, 2019 20:00","2019-01-22T20:00:00",{"v":50,"d":"50.0"},38.6,{"v":23,"d":"23.0"},18.1,14.81,0.0747,0.12,13.43]
["January",22,"9PM to 10PM",21,"January 22, 2019 21:00","2019-01-22T21:00:00",{"v":50,"d":"50.0"},38.3,21.9,17.2,14.67,0.0747,0.11,13.43]
["January",22,"10PM to 11PM",22,"January 22, 2019 22:00","2019-01-22T22:00:00",{"v":50,"d":"50.0"},38.6,{"v":23,"d":"23.0"},18.1,14.81,0.0747,0.12,13.43]
["January",22,"11PM to 12AM",23,"January 22, 2019 23:00","2019-01-22T23:00:00",{"v":48,"d":"48.0"},37.3,21.9,17.2,14.19,{"v":0.075,"d":"0.0750"},0.11,13.37]
["January",23,"12AM to 1AM",0,"January 23, 2019 0:00","2019-01-23",46.9,35.9,{"v":19,"d":"19.0"},{"v":15,"d":"15.0"},13.59,0.0751,{"v":0.1,"d":"0.10"},13.34]
["January",23,"1AM to 2AM",1,"January 23, 2019 1:00","2019-01-23T01:00:00",{"v":45,"d":"45.0"},35.6,21.9,17.2,13.45,0.0754,0.11,13.29]
["January",23,"2AM to 3AM",2,"January 23, 2019 2:00","2019-01-23T02:00:00",42.1,34.7,24.1,19.1,13.05,0.0758,0.12,13.22]
["January",23,"3AM to 4AM",3,"January 23, 2019 3:00","2019-01-23T03:00:00",39.9,34.1,26.1,{"v":21,"d":"21.0"},12.81,0.0761,0.14,13.17]
["January",23,"4AM to 5AM",4,"January 23, 2019 4:00","2019-01-23T04:00:00",39.9,33.1,{"v":23,"d":"23.0"},18.1,12.38,0.0762,0.12,13.16]
["January",23,"5AM to 6AM",5,"January 23, 2019 5:00","2019-01-23T05:00:00",{"v":39,"d":"39.0"},33.6,26.1,{"v":21,"d":"21.0"},{"v":12.6,"d":"12.60"},0.0763,0.14,13.15]
["January",23,"6AM to 7AM",6,"January 23, 2019 6:00","2019-01-23T06:00:00",{"v":39,"d":"39.0"},32.9,24.1,19.1,12.31,0.0763,0.12,13.14]
["January",23,"7AM to 8AM",7,"January 23, 2019 7:00","2019-01-23T07:00:00",{"v":39,"d":"39.0"},32.9,24.1,19.1,12.31,0.0763,0.12,13.14]
["January",23,"8AM to 9AM",8,"January 23, 2019 8:00","2019-01-23T08:00:00",{"v":43,"d":"43.0"},34.5,21.9,17.2,12.98,0.0757,0.11,13.24]
["January",23,"9AM to 10AM",9,"January 23, 2019 9:00","2019-01-23T09:00:00",{"v":48,"d":"48.0"},36.7,19.9,15.6,13.95,{"v":0.075,"d":"0.0750"},{"v":0.1,"d":"0.10"},13.37]
["January",23,"10AM to 11AM",10,"January 23, 2019 10:00","2019-01-23T10:00:00",51.1,38.1,{"v":19,"d":"19.0"},{"v":15,"d":"15.0"},14.58,0.0745,{"v":0.1,"d":"0.10"},13.45]
["January",23,"11AM to 12PM",11,"January 23, 2019 11:00","2019-01-23T11:00:00",{"v":54,"d":"54.0"},39.7,{"v":19,"d":"19.0"},{"v":15,"d":"15.0"},15.28,0.0741,{"v":0.1,"d":"0.10"},13.52]
["January",23,"12PM to 1PM",12,"January 23, 2019 12:00","2019-01-23T12:00:00",{"v":57,"d":"57.0"},41.9,21.9,17.2,16.36,0.0737,0.11,13.61]
["January",23,"1PM to 2PM",13,"January 23, 2019 13:00","2019-01-23T13:00:00",{"v":59,"d":"59.0"},43.2,{"v":23,"d":"23.0"},18.1,16.98,0.0734,0.12,13.67]
["January",23,"2PM to 3PM",14,"January 23, 2019 14:00","2019-01-23T14:00:00",60.1,{"v":43,"d":"43.0"},19.9,15.6,16.86,0.0732,{"v":0.1,"d":"0.10"},13.69]
["January",23,"3PM to 4PM",15,"January 23, 2019 15:00","2019-01-23T15:00:00",{"v":61,"d":"61.0"},43.9,21.9,17.2,17.31,0.0731,0.11,13.71]
["January",23,"4PM to 5PM",16,"January 23, 2019 16:00","2019-01-23T16:00:00",60.1,43.2,{"v":21,"d":"21.0"},16.5,16.98,0.0732,0.11,13.69]
["January",23,"5PM to 6PM",17,"January 23, 2019 17:00","2019-01-23T17:00:00",{"v":57,"d":"57.0"},41.9,21.9,17.2,16.36,0.0737,0.11,13.61]
["January",23,"6PM to 7PM",18,"January 23, 2019 18:00","2019-01-23T18:00:00",{"v":55,"d":"55.0"},41.8,{"v":25,"d":"25.0"},19.9,{"v":16.3,"d":"16.30"},0.0739,0.13,13.57]
["January",23,"7PM to 8PM",19,"January 23, 2019 19:00","2019-01-23T19:00:00",53.1,41.4,{"v":27,"d":"27.0"},21.9,16.13,0.0742,0.14,13.52]
["January",23,"8PM to 9PM",20,"January 23, 2019 20:00","2019-01-23T20:00:00",{"v":50,"d":"50.0"},{"v":41,"d":"41.0"},{"v":30,"d":"30.0"},25.2,15.91,0.0746,0.16,13.45]
["January",23,"9PM to 10PM",21,"January 23, 2019 21:00","2019-01-23T21:00:00",48.9,40.4,{"v":30,"d":"30.0"},25.2,15.64,0.0748,0.16,13.42]
["January",23,"10PM to 11PM",22,"January 23, 2019 22:00","2019-01-23T22:00:00",{"v":48,"d":"48.0"},40.3,30.9,26.3,15.59,0.0749,0.17,{"v":13.4,"d":"13.40"}]
["January",23,"11PM to 12AM",23,"January 23, 2019 23:00","2019-01-23T23:00:00",46.9,39.7,30.9,26.3,15.33,0.0751,0.17,13.37]
["January",24,"12AM to 1AM",0,"January 24, 2019 0:00","2019-01-24",{"v":45,"d":"45.0"},38.7,30.9,26.3,14.85,0.0754,0.17,13.32]
["January",24,"1AM to 2AM",1,"January 24, 2019 1:00","2019-01-24T01:00:00",{"v":45,"d":"45.0"},38.7,30.9,26.3,14.85,0.0754,0.17,13.32]
["January",24,"2AM to 3AM",2,"January 24, 2019 2:00","2019-01-24T02:00:00",{"v":43,"d":"43.0"},37.7,30.9,26.3,14.38,0.0757,0.17,13.27]
["January",24,"3AM to 4AM",3,"January 24, 2019 3:00","2019-01-24T03:00:00",{"v":41,"d":"41.0"},36.2,{"v":30,"d":"30.0"},25.2,13.73,{"v":0.076,"d":"0.0760"},0.16,13.21]
["January",24,"4AM to 5AM",4,"January 24, 2019 4:00","2019-01-24T04:00:00",{"v":41,"d":"41.0"},36.6,30.9,26.3,{"v":13.9,"d":"13.90"},{"v":0.076,"d":"0.0760"},0.17,13.22]
["January",24,"5AM to 6AM",5,"January 24, 2019 5:00","2019-01-24T05:00:00",39.9,{"v":36,"d":"36.0"},30.9,26.3,13.64,0.0761,0.17,13.19]
["January",24,"6AM to 7AM",6,"January 24, 2019 6:00","2019-01-24T06:00:00",{"v":39,"d":"39.0"},35.1,{"v":30,"d":"30.0"},25.2,13.25,0.0763,0.16,13.16]
["January",24,"7AM to 8AM",7,"January 24, 2019 7:00","2019-01-24T07:00:00",39.9,35.2,28.9,{"v":24,"d":"24.0"},13.28,0.0761,0.16,13.18]
["January",24,"8AM to 9AM",8,"January 24, 2019 8:00","2019-01-24T08:00:00",44.1,37.9,{"v":30,"d":"30.0"},25.2,14.47,0.0755,0.16,13.29]
["January",24,"9AM to 10AM",9,"January 24, 2019 9:00","2019-01-24T09:00:00",{"v":46,"d":"46.0"},39.3,30.9,26.3,15.11,0.0752,0.17,13.35]
["January",24,"10AM to 11AM",10,"January 24, 2019 10:00","2019-01-24T10:00:00",53.1,43.2,{"v":32,"d":"32.0"},27.6,17.02,0.0742,0.18,13.54]
["January",24,"11AM to 12PM",11,"January 24, 2019 11:00","2019-01-24T11:00:00",55.9,44.2,30.9,26.3,17.51,0.0737,0.17,13.61]
["January",24,"12PM to 1PM",12,"January 24, 2019 12:00","2019-01-24T12:00:00",{"v":63,"d":"63.0"},47.2,{"v":30,"d":"30.0"},25.2,19.04,0.0728,0.16,13.79]
["January",24,"1PM to 2PM",13,"January 24, 2019 13:00","2019-01-24T13:00:00",{"v":66,"d":"66.0"},47.6,{"v":27,"d":"27.0"},21.9,19.25,0.0724,0.14,13.86]
["January",24,"2PM to 3PM",14,"January 24, 2019 14:00","2019-01-24T14:00:00",{"v":68,"d":"68.0"},46.3,{"v":18,"d":"18.0"},14.2,18.54,0.0721,0.09,13.89]
["January",24,"3PM to 4PM",15,"January 24, 2019 15:00","2019-01-24T15:00:00",66.9,45.2,15.1,12.3,17.99,0.0723,0.08,13.86]
["January",24,"4PM to 5PM",16,"January 24, 2019 16:00","2019-01-24T16:00:00",66.9,{"v":45,"d":"45.0"},{"v":14,"d":"14.0"},11.7,17.89,0.0723,0.08,13.85]
["January",24,"5PM to 6PM",17,"January 24, 2019 17:00","2019-01-24T17:00:00",64.9,43.9,12.9,11.1,17.32,0.0726,0.07,{"v":13.8,"d":"13.80"}]
["January",24,"6PM to 7PM",18,"January 24, 2019 18:00","2019-01-24T18:00:00",60.1,41.7,{"v":14,"d":"14.0"},11.7,16.24,0.0733,0.08,13.67]
["January",24,"7PM to 8PM",19,"January 24, 2019 19:00","2019-01-24T19:00:00",57.9,{"v":41,"d":"41.0"},{"v":16,"d":"16.0"},12.9,15.91,0.0736,0.08,13.62]
["January",24,"8PM to 9PM",20,"January 24, 2019 20:00","2019-01-24T20:00:00",55.9,39.8,15.1,12.3,15.35,0.0738,0.08,13.57]
["January",24,"9PM to 10PM",21,"January 24, 2019 21:00","2019-01-24T21:00:00",{"v":55,"d":"55.0"},39.3,15.1,12.3,15.13,{"v":0.074,"d":"0.0740"},0.08,13.54]
["January",24,"10PM to 11PM",22,"January 24, 2019 22:00","2019-01-24T22:00:00",53.1,38.3,15.1,12.3,14.65,0.0743,0.08,13.49]
["January",24,"11PM to 12AM",23,"January 24, 2019 23:00","2019-01-24T23:00:00",{"v":50,"d":"50.0"},37.1,17.1,13.6,14.11,0.0747,0.09,13.41]
["January",25,"12AM to 1AM",0,"January 25, 2019 0:00","2019-01-25",{"v":50,"d":"50.0"},36.2,12.9,11.1,13.72,0.0747,0.07,13.41]
["January",25,"1AM to 2AM",1,{"$f":"A585&\" \"&B585&\", \"&$D$5&\" \"&D585&\":00\"","v":"January 25, 2019 1:00"},{"$f":"DATEVALUE(E585)+TIMEVALUE(E585)","v":"2019-01-25T01:00:00"},48.9,35.6,12.9,11.1,13.46,0.0749,0.07,13.38]
["January",25,"2AM to 3AM",{"$f":"IF(D585+1>23,0,D585+1)","v":2},"January 25, 2019 2:00","2019-01-25T02:00:00",{"v":45,"d":"45.0"},34.5,{"v":18,"d":"18.0"},14.2,12.99,0.0754,0.09,13.28]
["January",25,"3AM to 4AM",3,"January 25, 2019 3:00","2019-01-25T03:00:00",{"v":43,"d":"43.0"},33.2,17.1,13.6,12.42,0.0757,0.09,13.23]
["January",25,"4AM to 5AM",4,"January 25, 2019 4:00","2019-01-25T04:00:00",{"v":43,"d":"43.0"},33.7,{"v":19,"d":"19.0"},{"v":15,"d":"15.0"},12.63,0.0757,{"v":0.1,"d":"0.10"},13.23]
["January",25,"5AM to 6AM",5,"January 25, 2019 5:00","2019-01-25T05:00:00",46.9,34.7,{"v":14,"d":"14.0"},11.7,13.08,0.0752,0.08,13.33]
["January",25,"6AM to 7AM",6,"January 25, 2019 6:00","2019-01-25T06:00:00",44.1,32.9,12.9,11.1,12.29,0.0756,0.07,13.25]
["January",25,"7AM to 8AM",7,"January 25, 2019 7:00","2019-01-25T07:00:00",44.1,32.9,12.9,11.1,12.29,0.0756,0.07,13.25]
["January",25,"8AM to 9AM",8,"January 25, 2019 8:00","2019-01-25T08:00:00",{"v":50,"d":"50.0"},36.4,{"v":14,"d":"14.0"},11.7,13.82,0.0747,0.08,13.41]
["January",25,"9AM to 10AM",9,"January 25, 2019 9:00","2019-01-25T09:00:00",{"v":57,"d":"57.0"},40.2,{"v":14,"d":"14.0"},11.7,15.51,0.0737,0.08,13.59]
["January",25,"10AM to 11AM",10,"January 25, 2019 10:00","2019-01-25T10:00:00",{"v":59,"d":"59.0"},40.6,10.9,10.1,15.73,0.0734,0.07,13.64]
["January",25,"11AM to 12PM",11,"January 25, 2019 11:00","2019-01-25T11:00:00",{"v":61,"d":"61.0"},41.6,10.9,10.1,{"v":16.2,"d":"16.20"},0.0731,0.07,13.69]
["January",25,"12PM to 1PM",12,"January 25, 2019 12:00","2019-01-25T12:00:00",{"v":63,"d":"63.0"},42.9,12.9,11.1,16.84,0.0729,0.07,13.75]
["January",25,"1PM to 2PM",13,"January 25, 2019 13:00","2019-01-25T13:00:00",{"v":66,"d":"66.0"},44.3,{"v":12,"d":"12.0"},10.6,{"v":17.5,"d":"17.50"},0.0724,0.07,13.83]
["January",25,"2PM to 3PM",14,"January 25, 2019 14:00","2019-01-25T14:00:00",66.9,44.7,{"v":12,"d":"12.0"},10.6,17.72,0.0723,0.07,13.85]
["January",25,"3PM to 4PM",15,"January 25, 2019 15:00","2019-01-25T15:00:00",{"v":68,"d":"68.0"},45.5,{"v":14,"d":"14.0"},11.7,18.15,0.0722,0.08,13.88]
["January",25,"4PM to 5PM",16,"January 25, 2019 16:00","2019-01-25T16:00:00",{"v":68,"d":"68.0"},45.7,15.1,12.3,18.25,0.0722,0.08,13.88]
["January",25,"5PM to 6PM",17,"January 25, 2019 17:00","2019-01-25T17:00:00",64.9,44.5,{"v":16,"d":"16.0"},12.9,{"v":17.6,"d":"17.60"},0.0726,0.08,13.81]
["January",25,"6PM to 7PM",18,"January 25, 2019 18:00","2019-01-25T18:00:00",60.1,42.7,{"v":19,"d":"19.0"},{"v":15,"d":"15.0"},16.75,0.0732,{"v":0.1,"d":"0.10"},13.68]
["January",25,"7PM to 8PM",19,"January 25, 2019 19:00","2019-01-25T19:00:00",{"v":57,"d":"57.0"},41.4,19.9,15.6,16.12,0.0737,{"v":0.1,"d":"0.10"},13.61]
["January",25,"8PM to 9PM",20,"January 25, 2019 20:00","2019-01-25T20:00:00",{"v":54,"d":"54.0"},40.7,{"v":23,"d":"23.0"},18.1,15.76,0.0741,0.12,13.53]
["January",25,"9PM to 10PM",21,"January 25, 2019 21:00","2019-01-25T21:00:00",{"v":52,"d":"52.0"},{"v":40,"d":"40.0"},24.1,19.1,15.43,0.0744,0.12,13.48]
["January",25,"10PM to 11PM",22,"January 25, 2019 22:00","2019-01-25T22:00:00",51.1,39.2,{"v":23,"d":"23.0"},18.1,15.07,0.0745,0.12,13.46]
["January",25,"11PM to 12AM",23,"January 25, 2019 23:00","2019-01-25T23:00:00",48.9,{"v":39,"d":"39.0"},26.1,{"v":21,"d":"21.0"},14.99,0.0748,0.14,13.41]
["January",26,"12AM to 1AM",0,"January 26, 2019 0:00","2019-01-26",{"v":48,"d":"48.0"},38.5,26.1,{"v":21,"d":"21.0"},14.77,0.0749,0.14,13.38]
["January",26,"1AM to 2AM",1,"January 26, 2019 1:00","2019-01-26T01:00:00",{"v":46,"d":"46.0"},37.5,26.1,{"v":21,"d":"21.0"},14.29,0.0752,0.14,13.33]
["January",26,"2AM to 3AM",2,"January 26, 2019 2:00","2019-01-26T02:00:00",{"v":45,"d":"45.0"},36.9,26.1,{"v":21,"d":"21.0"},14.03,0.0754,0.14,{"v":13.3,"d":"13.30"}]
["January",26,"3AM to 4AM",3,"January 26, 2019 3:00","2019-01-26T03:00:00",44.1,36.7,{"v":27,"d":"27.0"},21.9,13.95,0.0755,0.14,13.28]
["January",26,"4AM to 5AM",4,"January 26, 2019 4:00","2019-01-26T04:00:00",44.1,36.4,26.1,{"v":21,"d":"21.0"},13.81,0.0755,0.14,13.28]
["January",26,"5AM to 6AM",5,"January 26, 2019 5:00","2019-01-26T05:00:00",{"v":43,"d":"43.0"},36.1,{"v":27,"d":"27.0"},21.9,13.69,0.0757,0.14,13.25]
["January",26,"6AM to 7AM",6,"January 26, 2019 6:00","2019-01-26T06:00:00",{"v":45,"d":"45.0"},36.5,{"v":25,"d":"25.0"},19.9,13.87,0.0754,0.13,{"v":13.3,"d":"13.30"}]
["January",26,"7AM to 8AM",7,"January 26, 2019 7:00","2019-01-26T07:00:00",44.1,36.4,26.1,{"v":21,"d":"21.0"},13.81,0.0755,0.14,13.28]
["January",26,"8AM to 9AM",8,"January 26, 2019 8:00","2019-01-26T08:00:00",51.1,38.9,21.9,17.2,14.93,0.0745,0.11,13.45]
["January",26,"9AM to 10AM",9,"January 26, 2019 9:00","2019-01-26T09:00:00",{"v":57,"d":"57.0"},41.7,{"v":21,"d":"21.0"},16.5,16.25,0.0737,0.11,13.61]
["January",26,"10AM to 11AM",10,"January 26, 2019 10:00","2019-01-26T10:00:00",{"v":61,"d":"61.0"},{"v":45,"d":"45.0"},26.1,{"v":21,"d":"21.0"},{"v":17.9,"d":"17.90"},0.0731,0.14,13.73]
["January",26,"11AM to 12PM",11,"January 26, 2019 11:00","2019-01-26T11:00:00",{"v":66,"d":"66.0"},47.3,26.1,{"v":21,"d":"21.0"},19.11,0.0724,0.14,13.86]
["January",26,"12PM to 1PM",12,"January 26, 2019 12:00","2019-01-26T12:00:00",{"v":72,"d":"72.0"},49.5,24.1,19.1,20.25,0.0716,0.12,14.01]
["January",26,"1PM to 2PM",13,"January 26, 2019 13:00","2019-01-26T13:00:00",73.9,49.8,21.9,17.2,20.44,0.0713,0.11,14.06]
["January",26,"2PM to 3PM",14,"January 26, 2019 14:00","2019-01-26T14:00:00",75.9,50.9,{"v":23,"d":"23.0"},18.1,21.06,{"v":0.071,"d":"0.0710"},0.12,14.11]
["January",26,"3PM to 4PM",15,"January 26, 2019 15:00","2019-01-26T15:00:00",78.1,51.8,{"v":23,"d":"23.0"},18.1,21.58,0.0708,0.12,14.17]
["January",26,"4PM to 5PM",16,"January 26, 2019 16:00","2019-01-26T16:00:00",75.9,51.2,24.1,19.1,21.21,{"v":0.071,"d":"0.0710"},0.12,14.11]
["January",26,"5PM to 6PM",17,"January 26, 2019 17:00","2019-01-26T17:00:00",{"v":73,"d":"73.0"},50.7,{"v":27,"d":"27.0"},21.9,20.95,0.0714,0.14,14.05]
["January",26,"6PM to 7PM",18,"January 26, 2019 18:00","2019-01-26T18:00:00",64.9,48.8,{"v":32,"d":"32.0"},27.6,19.89,0.0725,0.18,13.85]
["January",26,"7PM to 8PM",19,"January 26, 2019 19:00","2019-01-26T19:00:00",62.1,47.8,33.1,28.9,19.39,0.0729,0.19,13.78]
["January",26,"8PM to 9PM",20,"January 26, 2019 20:00","2019-01-26T20:00:00",{"v":61,"d":"61.0"},{"v":47,"d":"47.0"},{"v":32,"d":"32.0"},27.6,18.93,{"v":0.073,"d":"0.0730"},0.18,13.75]
["January",26,"9PM to 10PM",21,"January 26, 2019 21:00","2019-01-26T21:00:00",{"v":63,"d":"63.0"},46.5,{"v":28,"d":"28.0"},{"v":23,"d":"23.0"},18.69,0.0728,0.15,13.79]
["January",26,"10PM to 11PM",22,"January 26, 2019 22:00","2019-01-26T22:00:00",64.9,46.9,26.1,{"v":21,"d":"21.0"},18.85,0.0725,0.14,13.83]
["January",26,"11PM to 12AM",23,"January 26, 2019 23:00","2019-01-26T23:00:00",{"v":66,"d":"66.0"},{"v":47,"d":"47.0"},{"v":25,"d":"25.0"},19.9,18.95,0.0724,0.13,13.86]
["January",27,"12AM to 1AM",0,"January 27, 2019 0:00","2019-01-27",{"v":64,"d":"64.0"},46.1,{"v":25,"d":"25.0"},19.9,18.47,0.0726,0.13,{"v":13.8,"d":"13.80"}]
["January",27,"1AM to 2AM",1,"January 27, 2019 1:00","2019-01-27T01:00:00",{"v":63,"d":"63.0"},45.4,24.1,19.1,18.08,0.0728,0.12,13.77]
["January",27,"2AM to 3AM",2,"January 27, 2019 2:00","2019-01-27T02:00:00",{"v":63,"d":"63.0"},45.4,24.1,19.1,18.08,0.0728,0.12,13.77]
["January",27,"3AM to 4AM",3,"January 27, 2019 3:00","2019-01-27T03:00:00",{"v":63,"d":"63.0"},44.8,21.9,17.2,17.79,0.0728,0.11,13.77]
["January",27,"4AM to 5AM",4,"January 27, 2019 4:00","2019-01-27T04:00:00",{"v":63,"d":"63.0"},44.8,21.9,17.2,17.79,0.0728,0.11,13.77]
["January",27,"5AM to 6AM",5,"January 27, 2019 5:00","2019-01-27T05:00:00",{"v":63,"d":"63.0"},44.6,{"v":21,"d":"21.0"},16.5,17.68,0.0728,0.11,13.76]
["January",27,"6AM to 7AM",6,"January 27, 2019 6:00","2019-01-27T06:00:00",62.1,44.2,{"v":21,"d":"21.0"},16.5,17.46,0.0729,0.11,13.74]
["January",27,"7AM to 8AM",7,"January 27, 2019 7:00","2019-01-27T07:00:00",{"v":61,"d":"61.0"},43.9,21.9,17.2,17.31,0.0731,0.11,13.71]
["January",27,"8AM to 9AM",8,"January 27, 2019 8:00","2019-01-27T08:00:00",{"v":64,"d":"64.0"},45.6,{"v":23,"d":"23.0"},18.1,18.19,0.0727,0.12,{"v":13.8,"d":"13.80"}]
["January",27,"9AM to 10AM",9,"January 27, 2019 9:00","2019-01-27T09:00:00",66.9,47.2,24.1,19.1,19.04,0.0723,0.12,13.88]
["January",27,"10AM to 11AM",10,"January 27, 2019 10:00","2019-01-27T10:00:00",71.1,49.1,24.1,19.1,20.04,0.0717,0.12,13.99]
["January",27,"11AM to 12PM",11,"January 27, 2019 11:00","2019-01-27T11:00:00",{"v":72,"d":"72.0"},48.7,{"v":21,"d":"21.0"},16.5,19.85,0.0716,0.11,{"v":14,"d":"14.00"}]
["January",27,"12PM to 1PM",12,"January 27, 2019 12:00","2019-01-27T12:00:00",{"v":75,"d":"75.0"},50.3,21.9,17.2,{"v":20.7,"d":"20.70"},0.0712,0.11,14.08]
["January",27,"1PM to 2PM",13,"January 27, 2019 13:00","2019-01-27T13:00:00",75.9,50.9,{"v":23,"d":"23.0"},18.1,21.06,{"v":0.071,"d":"0.0710"},0.12,14.11]
["January",27,"2PM to 3PM",14,"January 27, 2019 14:00","2019-01-27T14:00:00",{"v":77,"d":"77.0"},51.8,{"v":25,"d":"25.0"},19.9,{"v":21.6,"d":"21.60"},0.0709,0.13,14.15]
["January",27,"3PM to 4PM",15,"January 27, 2019 15:00","2019-01-27T15:00:00",75.9,51.4,{"v":25,"d":"25.0"},19.9,21.34,{"v":0.071,"d":"0.0710"},0.13,14.12]
["January",27,"4PM to 5PM",16,"January 27, 2019 16:00","2019-01-27T16:00:00",{"v":75,"d":"75.0"},{"v":51,"d":"51.0"},{"v":25,"d":"25.0"},19.9,21.12,0.0712,0.13,14.09]
["January",27,"5PM to 6PM",17,{"$f":"A649&\" \"&B649&\", \"&$D$5&\" \"&D649&\":00\"","v":"January 27, 2019 17:00"},{"$f":"DATEVALUE(E649)+TIMEVALUE(E649)","v":"2019-01-27T17:00:00"},{"v":72,"d":"72.0"},50.2,{"v":27,"d":"27.0"},21.9,20.69,0.0716,0.14,14.02]
["January",27,"6PM to 7PM",{"$f":"IF(D649+1>23,0,D649+1)","v":18},"January 27, 2019 18:00","2019-01-27T18:00:00",{"v":70,"d":"70.0"},48.8,{"v":25,"d":"25.0"},19.9,19.91,0.0718,0.13,13.96]
["January",27,"7PM to 8PM",19,"January 27, 2019 19:00","2019-01-27T19:00:00",{"v":68,"d":"68.0"},47.7,24.1,19.1,{"v":19.3,"d":"19.30"},0.0721,0.12,13.91]
["January",27,"8PM to 9PM",20,"January 27, 2019 20:00","2019-01-27T20:00:00",{"v":66,"d":"66.0"},{"v":47,"d":"47.0"},{"v":25,"d":"25.0"},19.9,18.95,0.0724,0.13,13.86]
["January",27,"9PM to 10PM",21,"January 27, 2019 21:00","2019-01-27T21:00:00",{"v":66,"d":"66.0"},{"v":47,"d":"47.0"},{"v":25,"d":"25.0"},19.9,18.95,0.0724,0.13,13.86]
["January",27,"10PM to 11PM",22,"January 27, 2019 22:00","2019-01-27T22:00:00",64.9,46.6,{"v":25,"d":"25.0"},19.9,18.69,0.0725,0.13,13.83]
["January",27,"11PM to 12AM",23,"January 27, 2019 23:00","2019-01-27T23:00:00",{"v":61,"d":"61.0"},45.9,28.9,{"v":24,"d":"24.0"},18.37,0.0731,0.16,13.74]
["January",28,"12AM to 1AM",0,"January 28, 2019 0:00","2019-01-28",60.1,45.9,{"v":30,"d":"30.0"},25.2,18.34,0.0732,0.16,13.72]
["January",28,"1AM to 2AM",1,"January 28, 2019 1:00","2019-01-28T01:00:00",{"v":61,"d":"61.0"},45.6,{"v":28,"d":"28.0"},{"v":23,"d":"23.0"},18.21,0.0731,0.15,13.73]
["January",28,"2AM to 3AM",2,"January 28, 2019 2:00","2019-01-28T02:00:00",57.9,45.2,30.9,26.3,17.99,0.0735,0.17,13.66]
["January",28,"3AM to 4AM",3,"January 28, 2019 3:00","2019-01-28T03:00:00",55.9,{"v":45,"d":"45.0"},33.1,28.9,17.91,0.0737,0.19,13.62]
["January",28,"4AM to 5AM",4,"January 28, 2019 4:00","2019-01-28T04:00:00",55.9,44.6,{"v":32,"d":"32.0"},27.6,17.72,0.0737,0.18,13.61]
["January",28,"5AM to 6AM",5,"January 28, 2019 5:00","2019-01-28T05:00:00",60.1,45.2,{"v":28,"d":"28.0"},{"v":23,"d":"23.0"},{"v":18,"d":"18.00"},0.0732,0.15,13.71]
["January",28,"6AM to 7AM",6,"January 28, 2019 6:00","2019-01-28T06:00:00",{"v":59,"d":"59.0"},{"v":45,"d":"45.0"},28.9,{"v":24,"d":"24.0"},17.89,0.0733,0.16,13.68]
["January",28,"7AM to 8AM",7,"January 28, 2019 7:00","2019-01-28T07:00:00",{"v":61,"d":"61.0"},45.3,{"v":27,"d":"27.0"},21.9,18.04,0.0731,0.14,13.73]
["January",28,"8AM to 9AM",8,"January 28, 2019 8:00","2019-01-28T08:00:00",62.1,46.1,{"v":28,"d":"28.0"},{"v":23,"d":"23.0"},18.47,0.0729,0.15,13.76]
["January",28,"9AM to 10AM",9,"January 28, 2019 9:00","2019-01-28T09:00:00",{"v":66,"d":"66.0"},47.9,{"v":28,"d":"28.0"},{"v":23,"d":"23.0"},19.43,0.0724,0.15,13.87]
["January",28,"10AM to 11AM",10,"January 28, 2019 10:00","2019-01-28T10:00:00",{"v":70,"d":"70.0"},49.7,{"v":28,"d":"28.0"},{"v":23,"d":"23.0"},20.39,0.0718,0.15,13.97]
["January",28,"11AM to 12PM",11,"January 28, 2019 11:00","2019-01-28T11:00:00",{"v":73,"d":"73.0"},{"v":51,"d":"51.0"},{"v":28,"d":"28.0"},{"v":23,"d":"23.0"},21.13,0.0714,0.15,14.05]
["January",28,"12PM to 1PM",12,"January 28, 2019 12:00","2019-01-28T12:00:00",75.9,51.9,{"v":27,"d":"27.0"},21.9,21.64,{"v":0.071,"d":"0.0710"},0.14,14.12]
["January",28,"1PM to 2PM",13,"January 28, 2019 13:00","2019-01-28T13:00:00",75.9,52.2,{"v":28,"d":"28.0"},{"v":23,"d":"23.0"},21.82,{"v":0.071,"d":"0.0710"},0.15,14.13]
["January",28,"2PM to 3PM",14,"January 28, 2019 14:00","2019-01-28T14:00:00",{"v":79,"d":"79.0"},53.5,{"v":28,"d":"28.0"},{"v":23,"d":"23.0"},22.56,0.0706,0.15,14.21]
["January",28,"3PM to 4PM",15,"January 28, 2019 15:00","2019-01-28T15:00:00",{"v":77,"d":"77.0"},52.9,28.9,{"v":24,"d":"24.0"},22.24,0.0709,0.16,14.16]
["January",28,"4PM to 5PM",16,"January 28, 2019 16:00","2019-01-28T16:00:00",78.1,53.7,{"v":30,"d":"30.0"},25.2,22.69,0.0707,0.16,14.19]
["January",28,"5PM to 6PM",17,"January 28, 2019 17:00","2019-01-28T17:00:00",{"v":75,"d":"75.0"},52.4,{"v":30,"d":"30.0"},25.2,21.95,0.0711,0.16,14.11]
["January",28,"6PM to 7PM",18,"January 28, 2019 18:00","2019-01-28T18:00:00",71.1,{"v":52,"d":"52.0"},{"v":34,"d":"34.0"},29.9,21.73,0.0716,{"v":0.2,"d":"0.20"},14.02]
["January",28,"7PM to 8PM",19,"January 28, 2019 19:00","2019-01-28T19:00:00",{"v":66,"d":"66.0"},50.9,{"v":37,"d":"37.0"},33.8,21.12,0.0723,0.22,{"v":13.9,"d":"13.90"}]
["January",28,"8PM to 9PM",20,"January 28, 2019 20:00","2019-01-28T20:00:00",{"v":64,"d":"64.0"},49.4,35.1,31.3,20.24,0.0726,{"v":0.2,"d":"0.20"},13.84]
["January",28,"9PM to 10PM",21,"January 28, 2019 21:00","2019-01-28T21:00:00",{"v":63,"d":"63.0"},49.6,{"v":37,"d":"37.0"},33.8,20.38,0.0727,0.22,13.82]
["January",28,"10PM to 11PM",22,"January 28, 2019 22:00","2019-01-28T22:00:00",62.1,49.2,{"v":37,"d":"37.0"},33.8,20.16,0.0728,0.22,{"v":13.8,"d":"13.80"}]
["January",28,"11PM to 12AM",23,"January 28, 2019 23:00","2019-01-28T23:00:00",{"v":59,"d":"59.0"},48.2,37.9,35.1,19.61,0.0733,0.23,13.72]
["January",29,"12AM to 1AM",0,"January 29, 2019 0:00","2019-01-29",{"v":59,"d":"59.0"},47.1,35.1,31.3,19.02,0.0733,{"v":0.2,"d":"0.20"},13.71]
["January",29,"1AM to 2AM",1,"January 29, 2019 1:00","2019-01-29T01:00:00",57.9,46.2,{"v":34,"d":"34.0"},29.9,18.55,0.0734,{"v":0.2,"d":"0.20"},13.67]
["January",29,"2AM to 3AM",2,"January 29, 2019 2:00","2019-01-29T02:00:00",{"v":55,"d":"55.0"},45.3,35.1,31.3,18.06,0.0738,{"v":0.2,"d":"0.20"},{"v":13.6,"d":"13.60"}]
["January",29,"3AM to 4AM",3,"January 29, 2019 3:00","2019-01-29T03:00:00",{"v":57,"d":"57.0"},45.1,{"v":32,"d":"32.0"},27.6,17.98,0.0736,0.18,13.64]
["January",29,"4AM to 5AM",4,"January 29, 2019 4:00","2019-01-29T04:00:00",{"v":55,"d":"55.0"},44.6,33.1,28.9,17.69,0.0739,0.19,13.59]
["January",29,"5AM to 6AM",5,"January 29, 2019 5:00","2019-01-29T05:00:00",55.9,{"v":45,"d":"45.0"},33.1,28.9,17.91,0.0737,0.19,13.62]
["January",29,"6AM to 7AM",6,"January 29, 2019 6:00","2019-01-29T06:00:00",{"v":55,"d":"55.0"},44.9,{"v":34,"d":"34.0"},29.9,17.85,0.0739,{"v":0.2,"d":"0.20"},{"v":13.6,"d":"13.60"}]
["January",29,"7AM to 8AM",7,"January 29, 2019 7:00","2019-01-29T07:00:00",{"v":55,"d":"55.0"},44.9,{"v":34,"d":"34.0"},29.9,17.85,0.0739,{"v":0.2,"d":"0.20"},{"v":13.6,"d":"13.60"}]
["January",29,"8AM to 9AM",8,"January 29, 2019 8:00","2019-01-29T08:00:00",{"v":59,"d":"59.0"},46.4,33.1,28.9,18.65,0.0733,0.19,{"v":13.7,"d":"13.70"}]
["January",29,"9AM to 10AM",9,"January 29, 2019 9:00","2019-01-29T09:00:00",{"v":63,"d":"63.0"},47.9,{"v":32,"d":"32.0"},27.6,19.41,0.0728,0.18,{"v":13.8,"d":"13.80"}]
["January",29,"10AM to 11AM",10,"January 29, 2019 10:00","2019-01-29T10:00:00",{"v":66,"d":"66.0"},50.2,35.1,31.3,20.72,0.0723,{"v":0.2,"d":"0.20"},13.89]
["January",29,"11AM to 12PM",11,"January 29, 2019 11:00","2019-01-29T11:00:00",69.1,51.2,{"v":34,"d":"34.0"},29.9,21.25,0.0719,{"v":0.2,"d":"0.20"},13.97]
["January",29,"12PM to 1PM",12,"January 29, 2019 12:00","2019-01-29T12:00:00",{"v":72,"d":"72.0"},52.4,{"v":34,"d":"34.0"},29.9,21.95,0.0715,{"v":0.2,"d":"0.20"},14.04]
["January",29,"1PM to 2PM",13,"January 29, 2019 13:00","2019-01-29T13:00:00",75.9,54.3,35.1,31.3,23.11,{"v":0.071,"d":"0.0710"},{"v":0.2,"d":"0.20"},14.15]
["January",29,"2PM to 3PM",14,"January 29, 2019 14:00","2019-01-29T14:00:00",{"v":77,"d":"77.0"},54.8,35.1,31.3,23.37,0.0708,{"v":0.2,"d":"0.20"},14.18]
["January",29,"3PM to 4PM",15,"January 29, 2019 15:00","2019-01-29T15:00:00",78.1,56.1,37.9,35.1,24.23,0.0707,0.23,14.22]
["January",29,"4PM to 5PM",16,"January 29, 2019 16:00","2019-01-29T16:00:00",75.9,55.3,37.9,35.1,23.71,0.0709,0.23,14.17]
["January",29,"5PM to 6PM",17,"January 29, 2019 17:00","2019-01-29T17:00:00",{"v":72,"d":"72.0"},54.1,{"v":39,"d":"39.0"},36.6,22.99,0.0715,0.24,14.07]
["January",29,"6PM to 7PM",18,"January 29, 2019 18:00","2019-01-29T18:00:00",{"v":68,"d":"68.0"},53.2,{"v":41,"d":"41.0"},39.5,22.49,{"v":0.072,"d":"0.0720"},0.26,13.97]
["January",29,"7PM to 8PM",19,"January 29, 2019 19:00","2019-01-29T19:00:00",{"v":66,"d":"66.0"},52.4,{"v":41,"d":"41.0"},39.5,22.01,0.0723,0.26,13.92]
["January",29,"8PM to 9PM",20,"January 29, 2019 20:00","2019-01-29T20:00:00",{"v":64,"d":"64.0"},51.6,{"v":41,"d":"41.0"},39.5,21.53,0.0725,0.26,13.87]
["January",29,"9PM to 10PM",21,"January 29, 2019 21:00","2019-01-29T21:00:00",{"v":63,"d":"63.0"},51.2,{"v":41,"d":"41.0"},39.5,21.27,0.0727,0.26,13.84]
["January",29,"10PM to 11PM",22,"January 29, 2019 22:00","2019-01-29T22:00:00",{"v":61,"d":"61.0"},50.3,{"v":41,"d":"41.0"},39.5,20.79,{"v":0.073,"d":"0.0730"},0.26,13.78]
["January",29,"11PM to 12AM",23,"January 29, 2019 23:00","2019-01-29T23:00:00",60.1,49.9,{"v":41,"d":"41.0"},39.5,20.57,0.0731,0.26,13.76]
["January",30,"12AM to 1AM",0,"January 30, 2019 0:00","2019-01-30",{"v":59,"d":"59.0"},50.3,{"v":43,"d":"43.0"},42.7,{"v":20.8,"d":"20.80"},0.0732,0.28,13.74]
["January",30,"1AM to 2AM",1,"January 30, 2019 1:00","2019-01-30T01:00:00",{"v":57,"d":"57.0"},49.5,{"v":43,"d":"43.0"},42.7,20.32,0.0735,0.28,13.69]
["January",30,"2AM to 3AM",2,"January 30, 2019 2:00","2019-01-30T02:00:00",{"v":55,"d":"55.0"},48.6,{"v":43,"d":"43.0"},42.7,19.84,0.0738,0.28,13.64]
["January",30,"3AM to 4AM",3,"January 30, 2019 3:00","2019-01-30T03:00:00",{"v":54,"d":"54.0"},48.1,{"v":43,"d":"43.0"},42.7,19.57,0.0739,0.28,13.61]
["January",30,"4AM to 5AM",4,"January 30, 2019 4:00","2019-01-30T04:00:00",{"v":52,"d":"52.0"},47.2,{"v":43,"d":"43.0"},42.7,19.09,0.0742,0.28,13.56]
["January",30,"5AM to 6AM",5,"January 30, 2019 5:00","2019-01-30T05:00:00",{"v":52,"d":"52.0"},47.2,{"v":43,"d":"43.0"},42.7,19.09,0.0742,0.28,13.56]
["January",30,"6AM to 7AM",6,"January 30, 2019 6:00","2019-01-30T06:00:00",53.1,47.3,42.1,41.2,19.13,0.0741,0.27,13.58]
["January",30,"7AM to 8AM",7,"January 30, 2019 7:00","2019-01-30T07:00:00",{"v":52,"d":"52.0"},46.8,42.1,41.2,18.87,0.0742,0.27,13.55]
["January",30,"8AM to 9AM",8,"January 30, 2019 8:00","2019-01-30T08:00:00",{"v":54,"d":"54.0"},47.7,42.1,41.2,19.35,0.0739,0.27,{"v":13.6,"d":"13.60"}]
["January",30,"9AM to 10AM",9,{"$f":"A713&\" \"&B713&\", \"&$D$5&\" \"&D713&\":00\"","v":"January 30, 2019 9:00"},{"$f":"DATEVALUE(E713)+TIMEVALUE(E713)","v":"2019-01-30T09:00:00"},57.9,49.9,{"v":43,"d":"43.0"},42.7,20.54,0.0734,0.28,13.71]
["January",30,"10AM to 11AM",{"$f":"IF(D713+1>23,0,D713+1)","v":10},"January 30, 2019 10:00","2019-01-30T10:00:00",{"v":63,"d":"63.0"},51.2,{"v":41,"d":"41.0"},39.5,21.27,0.0727,0.26,13.84]
["January",30,"11AM to 12PM",11,"January 30, 2019 11:00","2019-01-30T11:00:00",{"v":66,"d":"66.0"},{"v":52,"d":"52.0"},39.9,37.9,21.75,0.0723,0.25,13.91]
["January",30,"12PM to 1PM",12,"January 30, 2019 12:00","2019-01-30T12:00:00",{"v":68,"d":"68.0"},52.5,{"v":39,"d":"39.0"},36.6,22.03,{"v":0.072,"d":"0.0720"},0.24,13.96]
["January",30,"1PM to 2PM",13,"January 30, 2019 13:00","2019-01-30T13:00:00",71.1,{"v":53,"d":"53.0"},{"v":37,"d":"37.0"},33.8,22.34,0.0716,0.22,14.03]
["January",30,"2PM to 3PM",14,"January 30, 2019 14:00","2019-01-30T14:00:00",71.1,52.7,{"v":36,"d":"36.0"},32.4,22.12,0.0716,0.21,14.03]
["January",30,"3PM to 4PM",15,"January 30, 2019 15:00","2019-01-30T15:00:00",71.1,52.4,35.1,31.3,21.94,0.0716,{"v":0.2,"d":"0.20"},14.03]
["January",30,"4PM to 5PM",16,"January 30, 2019 16:00","2019-01-30T16:00:00",69.1,50.6,{"v":32,"d":"32.0"},27.6,20.89,0.0719,0.18,13.96]
["January",30,"5PM to 6PM",17,"January 30, 2019 17:00","2019-01-30T17:00:00",{"v":66,"d":"66.0"},48.9,30.9,26.3,19.94,0.0723,0.17,13.88]
["January",30,"6PM to 7PM",18,"January 30, 2019 18:00","2019-01-30T18:00:00",{"v":63,"d":"63.0"},47.5,30.9,26.3,{"v":19.2,"d":"19.20"},0.0728,0.17,{"v":13.8,"d":"13.80"}]
["January",30,"7PM to 8PM",19,"January 30, 2019 19:00","2019-01-30T19:00:00",60.1,46.6,{"v":32,"d":"32.0"},27.6,18.72,0.0732,0.18,13.72]
["January",30,"8PM to 9PM",20,"January 30, 2019 20:00","2019-01-30T20:00:00",{"v":59,"d":"59.0"},46.4,33.1,28.9,18.65,0.0733,0.19,{"v":13.7,"d":"13.70"}]
["January",30,"9PM to 10PM",21,"January 30, 2019 21:00","2019-01-30T21:00:00",{"v":57,"d":"57.0"},45.8,{"v":34,"d":"34.0"},29.9,18.33,0.0736,{"v":0.2,"d":"0.20"},13.65]
["January",30,"10PM to 11PM",22,"January 30, 2019 22:00","2019-01-30T22:00:00",{"v":55,"d":"55.0"},45.3,35.1,31.3,18.06,0.0738,{"v":0.2,"d":"0.20"},{"v":13.6,"d":"13.60"}]
["January",30,"11PM to 12AM",23,"January 30, 2019 23:00","2019-01-30T23:00:00",{"v":54,"d":"54.0"},44.8,35.1,31.3,{"v":17.8,"d":"17.80"},{"v":0.074,"d":"0.0740"},{"v":0.2,"d":"0.20"},13.57]
["January",31,"12AM to 1AM",0,"January 31, 2019 0:00","2019-01-31",51.1,43.8,{"v":36,"d":"36.0"},32.4,17.28,0.0744,0.21,{"v":13.5,"d":"13.50"}]
["January",31,"1AM to 2AM",1,"January 31, 2019 1:00","2019-01-31T01:00:00",51.1,43.4,35.1,31.3,{"v":17.1,"d":"17.10"},0.0744,{"v":0.2,"d":"0.20"},{"v":13.5,"d":"13.50"}]
["January",31,"2AM to 3AM",2,"January 31, 2019 2:00","2019-01-31T02:00:00",{"v":50,"d":"50.0"},43.2,{"v":36,"d":"36.0"},32.4,17.02,0.0746,0.21,13.47]
["January",31,"3AM to 4AM",3,"January 31, 2019 3:00","2019-01-31T03:00:00",48.9,42.3,35.1,31.3,16.58,0.0747,{"v":0.2,"d":"0.20"},13.44]
["January",31,"4AM to 5AM",4,"January 31, 2019 4:00","2019-01-31T04:00:00",46.9,41.4,35.1,31.3,{"v":16.1,"d":"16.10"},{"v":0.075,"d":"0.0750"},{"v":0.2,"d":"0.20"},13.39]
["January",31,"5AM to 6AM",5,"January 31, 2019 5:00","2019-01-31T05:00:00",{"v":46,"d":"46.0"},40.5,{"v":34,"d":"34.0"},29.9,15.68,0.0752,{"v":0.2,"d":"0.20"},13.36]
["January",31,"6AM to 7AM",6,"January 31, 2019 6:00","2019-01-31T06:00:00",{"v":45,"d":"45.0"},39.9,{"v":34,"d":"34.0"},29.9,15.42,0.0753,{"v":0.2,"d":"0.20"},13.33]
["January",31,"7AM to 8AM",7,"January 31, 2019 7:00","2019-01-31T07:00:00",{"v":46,"d":"46.0"},40.5,{"v":34,"d":"34.0"},29.9,15.68,0.0752,{"v":0.2,"d":"0.20"},13.36]
["January",31,"8AM to 9AM",8,"January 31, 2019 8:00","2019-01-31T08:00:00",48.9,41.9,{"v":34,"d":"34.0"},29.9,16.37,0.0747,{"v":0.2,"d":"0.20"},13.44]
["January",31,"9AM to 10AM",9,"January 31, 2019 9:00","2019-01-31T09:00:00",53.1,44.4,35.1,31.3,17.58,0.0741,{"v":0.2,"d":"0.20"},13.55]
["January",31,"10AM to 11AM",10,"January 31, 2019 10:00","2019-01-31T10:00:00",60.1,47.9,{"v":36,"d":"36.0"},32.4,19.46,0.0731,0.21,13.74]
["January",31,"11AM to 12PM",11,"January 31, 2019 11:00","2019-01-31T11:00:00",{"v":63,"d":"63.0"},48.9,35.1,31.3,19.98,0.0727,{"v":0.2,"d":"0.20"},13.81]
["January",31,"12PM to 1PM",12,"January 31, 2019 12:00","2019-01-31T12:00:00",{"v":64,"d":"64.0"},49.4,35.1,31.3,20.24,0.0726,{"v":0.2,"d":"0.20"},13.84]
["January",31,"1PM to 2PM",13,"January 31, 2019 13:00","2019-01-31T13:00:00",{"v":66,"d":"66.0"},50.5,{"v":36,"d":"36.0"},32.4,{"v":20.9,"d":"20.90"},0.0723,0.21,{"v":13.9,"d":"13.90"}]
["January",31,"2PM to 3PM",14,"January 31, 2019 14:00","2019-01-31T14:00:00",66.9,{"v":50,"d":"50.0"},33.1,28.9,20.56,0.0722,0.19,13.91]
["January",31,"3PM to 4PM",15,"January 31, 2019 15:00","2019-01-31T15:00:00",66.9,{"v":50,"d":"50.0"},33.1,28.9,20.56,0.0722,0.19,13.91]
["January",31,"4PM to 5PM",16,"January 31, 2019 16:00","2019-01-31T16:00:00",{"v":66,"d":"66.0"},48.9,30.9,26.3,19.94,0.0723,0.17,13.88]
["January",31,"5PM to 6PM",17,"January 31, 2019 17:00","2019-01-31T17:00:00",{"v":63,"d":"63.0"},47.2,{"v":30,"d":"30.0"},25.2,19.04,0.0728,0.16,13.79]
["January",31,"6PM to 7PM",18,"January 31, 2019 18:00","2019-01-31T18:00:00",59.5,46.3,31.8,27.4,18.55,0.0732,0.18,13.71]
["January",31,"7PM to 8PM",19,"January 31, 2019 19:00","2019-01-31T19:00:00",55.9,45.4,34.2,30.1,18.11,0.0737,{"v":0.2,"d":"0.20"},13.62]
["January",31,"8PM to 9PM",20,"January 31, 2019 20:00","2019-01-31T20:00:00",53.8,44.8,35.2,31.5,17.79,{"v":0.074,"d":"0.0740"},0.21,13.57]
["January",31,"9PM to 10PM",21,"January 31, 2019 21:00","2019-01-31T21:00:00",53.1,44.8,36.1,32.6,{"v":17.8,"d":"17.80"},0.0741,0.21,13.55]
["January",31,"10PM to 11PM",22,"January 31, 2019 22:00","2019-01-31T22:00:00",52.2,44.5,36.5,33.1,17.65,0.0743,0.22,13.53]
["January",31,"11PM to 12AM",23,"January 31, 2019 23:00","2019-01-31T23:00:00",51.3,44.1,36.7,33.3,17.47,0.0744,0.22,13.51]
["February",1,"12AM to 1AM",0,"February 1, 2019 0:00","2019-02-01",50.7,44.2,37.4,34.3,17.49,0.0745,0.22,{"v":13.5,"d":"13.50"}]
["February",1,"1AM to 2AM",1,"February 1, 2019 1:00","2019-02-01T01:00:00",49.8,43.8,37.6,34.6,17.31,0.0746,0.23,13.47]
["February",1,"2AM to 3AM",2,"February 1, 2019 2:00","2019-02-01T02:00:00",47.5,42.4,{"v":37,"d":"37.0"},33.8,16.63,0.0749,0.22,13.41]
["February",1,"3AM to 4AM",3,"February 1, 2019 3:00","2019-02-01T03:00:00",44.2,40.4,{"v":36,"d":"36.0"},32.4,15.62,0.0754,0.21,13.32]
["February",1,"4AM to 5AM",4,"February 1, 2019 4:00","2019-02-01T04:00:00",43.2,39.6,35.6,31.9,15.29,0.0756,0.21,13.29]
["February",1,"5AM to 6AM",5,"February 1, 2019 5:00","2019-02-01T05:00:00",41.5,38.7,35.4,31.7,14.86,0.0758,0.21,13.25]
["February",1,"6AM to 7AM",6,"February 1, 2019 6:00","2019-02-01T06:00:00",{"v":36,"d":"36.0"},34.7,33.1,28.9,13.08,0.0767,0.19,13.09]
["February",1,"7AM to 8AM",7,"February 1, 2019 7:00","2019-02-01T07:00:00",37.9,36.6,35.1,31.3,13.92,0.0764,{"v":0.2,"d":"0.20"},13.15]
["February",1,"8AM to 9AM",8,"February 1, 2019 8:00","2019-02-01T08:00:00",42.1,38.9,35.1,31.3,14.92,0.0758,{"v":0.2,"d":"0.20"},13.26]
["February",1,"9AM to 10AM",9,"February 1, 2019 9:00","2019-02-01T09:00:00",{"v":46,"d":"46.0"},41.3,{"v":36,"d":"36.0"},32.4,16.06,0.0752,0.21,13.37]
["February",1,"10AM to 11AM",10,"February 1, 2019 10:00","2019-02-01T10:00:00",51.1,44.2,{"v":37,"d":"37.0"},33.8,{"v":17.5,"d":"17.50"},0.0744,0.22,13.51]
["February",1,"11AM to 12PM",11,"February 1, 2019 11:00","2019-02-01T11:00:00",55.9,46.8,37.9,35.1,18.87,0.0737,0.23,13.64]
["February",1,"12PM to 1PM",12,"February 1, 2019 12:00","2019-02-01T12:00:00",60.1,48.3,{"v":37,"d":"37.0"},33.8,19.68,0.0731,0.22,13.74]
["February",1,"1PM to 2PM",13,"February 1, 2019 13:00","2019-02-01T13:00:00",62.1,48.1,{"v":34,"d":"34.0"},29.9,19.55,0.0729,{"v":0.2,"d":"0.20"},13.78]
["February",1,"2PM to 3PM",14,"February 1, 2019 14:00","2019-02-01T14:00:00",{"v":63,"d":"63.0"},48.2,33.1,28.9,{"v":19.6,"d":"19.60"},0.0727,0.19,{"v":13.8,"d":"13.80"}]
["February",1,"3PM to 4PM",15,"February 1, 2019 15:00","2019-02-01T15:00:00",{"v":64,"d":"64.0"},48.4,{"v":32,"d":"32.0"},27.6,19.67,0.0726,0.18,13.83]
["February",1,"4PM to 5PM",16,"February 1, 2019 16:00","2019-02-01T16:00:00",{"v":63,"d":"63.0"},47.9,{"v":32,"d":"32.0"},27.6,19.41,0.0728,0.18,{"v":13.8,"d":"13.80"}]
["February",1,"5PM to 6PM",17,"February 1, 2019 17:00","2019-02-01T17:00:00",62.1,47.8,33.1,28.9,19.39,0.0729,0.19,13.78]
["February",1,"6PM to 7PM",18,"February 1, 2019 18:00","2019-02-01T18:00:00",{"v":59,"d":"59.0"},46.7,{"v":34,"d":"34.0"},29.9,18.81,0.0733,{"v":0.2,"d":"0.20"},{"v":13.7,"d":"13.70"}]
["February",1,"7PM to 8PM",19,"February 1, 2019 19:00","2019-02-01T19:00:00",{"v":57,"d":"57.0"},45.8,{"v":34,"d":"34.0"},29.9,18.33,0.0736,{"v":0.2,"d":"0.20"},13.65]
["February",1,"8PM to 9PM",20,"February 1, 2019 20:00","2019-02-01T20:00:00",{"v":54,"d":"54.0"},44.4,{"v":34,"d":"34.0"},29.9,17.59,{"v":0.074,"d":"0.0740"},{"v":0.2,"d":"0.20"},13.57]
["February",1,"9PM to 10PM",21,"February 1, 2019 21:00","2019-02-01T21:00:00",{"v":52,"d":"52.0"},43.4,{"v":34,"d":"34.0"},29.9,17.11,0.0743,{"v":0.2,"d":"0.20"},13.52]
["February",1,"10PM to 11PM",22,"February 1, 2019 22:00","2019-02-01T22:00:00",51.1,{"v":43,"d":"43.0"},{"v":34,"d":"34.0"},29.9,{"v":16.9,"d":"16.90"},0.0744,{"v":0.2,"d":"0.20"},13.49]
["February",1,"11PM to 12AM",23,"February 1, 2019 23:00","2019-02-01T23:00:00",{"v":48,"d":"48.0"},41.9,35.1,31.3,16.36,0.0749,{"v":0.2,"d":"0.20"},13.42]
["February",2,"12AM to 1AM",0,"February 2, 2019 0:00","2019-02-02",39.9,36.5,{"v":32,"d":"32.0"},27.6,13.84,0.0761,0.18,13.19]
["February",2,"1AM to 2AM",1,{"$f":"A777&\" \"&B777&\", \"&$D$5&\" \"&D777&\":00\"","v":"February 2, 2019 1:00"},{"$f":"DATEVALUE(E777)+TIMEVALUE(E777)","v":"2019-02-02T01:00:00"},39.9,36.9,33.1,28.9,14.03,0.0761,0.19,{"v":13.2,"d":"13.20"}]
["February",2,"2AM to 3AM",{"$f":"IF(D777+1>23,0,D777+1)","v":2},"February 2, 2019 2:00","2019-02-02T02:00:00",{"v":41,"d":"41.0"},37.5,33.1,28.9,14.29,0.0759,0.19,13.22]
["February",2,"3AM to 4AM",3,"February 2, 2019 3:00","2019-02-02T03:00:00",{"v":43,"d":"43.0"},38.5,33.1,28.9,14.77,0.0756,0.19,13.28]
["February",2,"4AM to 5AM",4,"February 2, 2019 4:00","2019-02-02T04:00:00",{"v":37,"d":"37.0"},34.4,30.9,26.3,12.94,0.0766,0.17,13.11]
["February",2,"5AM to 6AM",5,"February 2, 2019 5:00","2019-02-02T05:00:00",37.9,35.4,{"v":32,"d":"32.0"},27.6,13.36,0.0764,0.18,13.14]
["February",2,"6AM to 7AM",6,"February 2, 2019 6:00","2019-02-02T06:00:00",35.1,33.3,30.9,26.3,12.46,0.0769,0.17,13.06]
["February",2,"7AM to 8AM",7,"February 2, 2019 7:00","2019-02-02T07:00:00",{"v":36,"d":"36.0"},33.8,30.9,26.3,12.68,0.0767,0.17,13.08]
["February",2,"8AM to 9AM",8,"February 2, 2019 8:00","2019-02-02T08:00:00",{"v":41,"d":"41.0"},37.1,{"v":32,"d":"32.0"},27.6,{"v":14.1,"d":"14.10"},0.0759,0.18,13.22]
["February",2,"9AM to 10AM",9,"February 2, 2019 9:00","2019-02-02T09:00:00",46.9,40.9,{"v":34,"d":"34.0"},29.9,{"v":15.9,"d":"15.90"},{"v":0.075,"d":"0.0750"},{"v":0.2,"d":"0.20"},13.38]
["February",2,"10AM to 11AM",10,"February 2, 2019 10:00","2019-02-02T10:00:00",53.1,44.4,35.1,31.3,17.58,0.0741,{"v":0.2,"d":"0.20"},13.55]
["February",2,"11AM to 12PM",11,"February 2, 2019 11:00","2019-02-02T11:00:00",55.9,45.7,35.1,31.3,18.28,0.0737,{"v":0.2,"d":"0.20"},13.63]
["February",2,"12PM to 1PM",12,"February 2, 2019 12:00","2019-02-02T12:00:00",60.1,47.2,{"v":34,"d":"34.0"},29.9,19.07,0.0731,{"v":0.2,"d":"0.20"},13.73]
["February",2,"1PM to 2PM",13,"February 2, 2019 13:00","2019-02-02T13:00:00",{"v":61,"d":"61.0"},46.6,30.9,26.3,18.73,{"v":0.073,"d":"0.0730"},0.17,13.74]
["February",2,"2PM to 3PM",14,"February 2, 2019 14:00","2019-02-02T14:00:00",{"v":63,"d":"63.0"},47.2,{"v":30,"d":"30.0"},25.2,19.04,0.0728,0.16,13.79]
["February",2,"3PM to 4PM",15,"February 2, 2019 15:00","2019-02-02T15:00:00",{"v":66,"d":"66.0"},48.6,{"v":30,"d":"30.0"},25.2,19.78,0.0723,0.16,13.87]
["February",2,"4PM to 5PM",16,"February 2, 2019 16:00","2019-02-02T16:00:00",{"v":66,"d":"66.0"},48.2,28.9,{"v":24,"d":"24.0"},19.58,0.0724,0.16,13.87]
["February",2,"5PM to 6PM",17,"February 2, 2019 17:00","2019-02-02T17:00:00",{"v":64,"d":"64.0"},46.1,{"v":25,"d":"25.0"},19.9,18.47,0.0726,0.13,{"v":13.8,"d":"13.80"}]
["February",2,"6PM to 7PM",18,"February 2, 2019 18:00","2019-02-02T18:00:00",{"v":61,"d":"61.0"},45.9,28.9,{"v":24,"d":"24.0"},18.37,0.0731,0.16,13.74]
["February",2,"7PM to 8PM",19,"February 2, 2019 19:00","2019-02-02T19:00:00",{"v":59,"d":"59.0"},45.4,{"v":30,"d":"30.0"},25.2,18.08,0.0733,0.16,13.69]
["February",2,"8PM to 9PM",20,"February 2, 2019 20:00","2019-02-02T20:00:00",55.9,43.9,{"v":30,"d":"30.0"},25.2,17.34,0.0738,0.16,13.61]
["February",2,"9PM to 10PM",21,"February 2, 2019 21:00","2019-02-02T21:00:00",{"v":54,"d":"54.0"},42.9,{"v":30,"d":"30.0"},25.2,16.86,{"v":0.074,"d":"0.0740"},0.16,13.55]
["February",2,"10PM to 11PM",22,"February 2, 2019 22:00","2019-02-02T22:00:00",48.9,{"v":40,"d":"40.0"},28.9,{"v":24,"d":"24.0"},15.45,0.0748,0.16,13.42]
["February",2,"11PM to 12AM",23,"February 2, 2019 23:00","2019-02-02T23:00:00",{"v":45,"d":"45.0"},37.9,28.9,{"v":24,"d":"24.0"},{"v":14.5,"d":"14.50"},0.0754,0.16,13.31]
["February",3,"12AM to 1AM",0,"February 3, 2019 0:00","2019-02-03",42.1,36.4,28.9,{"v":24,"d":"24.0"},{"v":13.8,"d":"13.80"},0.0758,0.16,13.24]
["February",3,"1AM to 2AM",1,"February 3, 2019 1:00","2019-02-03T01:00:00",{"v":41,"d":"41.0"},35.8,28.9,{"v":24,"d":"24.0"},13.54,{"v":0.076,"d":"0.0760"},0.16,13.21]
["February",3,"2AM to 3AM",2,"February 3, 2019 2:00","2019-02-03T02:00:00",{"v":41,"d":"41.0"},36.2,{"v":30,"d":"30.0"},25.2,13.73,{"v":0.076,"d":"0.0760"},0.16,13.21]
["February",3,"3AM to 4AM",3,"February 3, 2019 3:00","2019-02-03T03:00:00",37.9,34.1,28.9,{"v":24,"d":"24.0"},{"v":12.8,"d":"12.80"},0.0764,0.16,13.13]
["February",3,"4AM to 5AM",4,"February 3, 2019 4:00","2019-02-03T04:00:00",37.9,34.5,{"v":30,"d":"30.0"},25.2,12.99,0.0764,0.16,13.13]
["February",3,"5AM to 6AM",5,"February 3, 2019 5:00","2019-02-03T05:00:00",{"v":39,"d":"39.0"},35.1,{"v":30,"d":"30.0"},25.2,13.25,0.0763,0.16,13.16]
["February",3,"6AM to 7AM",6,"February 3, 2019 6:00","2019-02-03T06:00:00",37.9,34.5,{"v":30,"d":"30.0"},25.2,12.99,0.0764,0.16,13.13]
["February",3,"7AM to 8AM",7,"February 3, 2019 7:00","2019-02-03T07:00:00",37.9,34.1,28.9,{"v":24,"d":"24.0"},{"v":12.8,"d":"12.80"},0.0764,0.16,13.13]
["February",3,"8AM to 9AM",8,"February 3, 2019 8:00","2019-02-03T08:00:00",{"v":43,"d":"43.0"},37.7,30.9,26.3,14.38,0.0757,0.17,13.27]
["February",3,"9AM to 10AM",9,"February 3, 2019 9:00","2019-02-03T09:00:00",{"v":50,"d":"50.0"},41.7,{"v":32,"d":"32.0"},27.6,16.28,0.0746,0.18,13.46]
["February",3,"10AM to 11AM",10,"February 3, 2019 10:00","2019-02-03T10:00:00",{"v":54,"d":"54.0"},43.7,{"v":32,"d":"32.0"},27.6,17.24,{"v":0.074,"d":"0.0740"},0.18,13.56]
["February",3,"11AM to 12PM",11,"February 3, 2019 11:00","2019-02-03T11:00:00",{"v":57,"d":"57.0"},44.7,30.9,26.3,17.77,0.0736,0.17,13.64]
["February",3,"12PM to 1PM",12,"February 3, 2019 12:00","2019-02-03T12:00:00",60.1,45.5,28.9,{"v":24,"d":"24.0"},18.15,0.0732,0.16,13.71]
["February",3,"1PM to 2PM",13,"February 3, 2019 13:00","2019-02-03T13:00:00",{"v":63,"d":"63.0"},45.6,{"v":25,"d":"25.0"},19.9,18.21,0.0728,0.13,13.78]
["February",3,"2PM to 3PM",14,"February 3, 2019 14:00","2019-02-03T14:00:00",{"v":63,"d":"63.0"},45.9,26.1,{"v":21,"d":"21.0"},18.37,0.0728,0.14,13.78]
["February",3,"3PM to 4PM",15,"February 3, 2019 15:00","2019-02-03T15:00:00",64.9,47.1,{"v":27,"d":"27.0"},21.9,18.99,0.0725,0.14,13.83]
["February",3,"4PM to 5PM",16,"February 3, 2019 16:00","2019-02-03T16:00:00",62.1,47.1,30.9,26.3,18.99,0.0729,0.17,13.77]
["February",3,"5PM to 6PM",17,"February 3, 2019 17:00","2019-02-03T17:00:00",{"v":59,"d":"59.0"},44.3,{"v":27,"d":"27.0"},21.9,17.56,0.0733,0.14,13.68]
["February",3,"6PM to 7PM",18,"February 3, 2019 18:00","2019-02-03T18:00:00",57.9,43.2,{"v":25,"d":"25.0"},19.9,{"v":17,"d":"17.00"},0.0735,0.13,13.64]
["February",3,"7PM to 8PM",19,"February 3, 2019 19:00","2019-02-03T19:00:00",{"v":55,"d":"55.0"},44.2,{"v":32,"d":"32.0"},27.6,{"v":17.5,"d":"17.50"},0.0739,0.18,13.59]
["February",3,"8PM to 9PM",20,"February 3, 2019 20:00","2019-02-03T20:00:00",{"v":52,"d":"52.0"},45.4,{"v":39,"d":"39.0"},36.6,18.15,0.0743,0.24,13.54]
["February",3,"9PM to 10PM",21,"February 3, 2019 21:00","2019-02-03T21:00:00",{"v":50,"d":"50.0"},44.9,39.9,37.9,17.87,0.0745,0.25,13.49]
["February",3,"10PM to 11PM",22,"February 3, 2019 22:00","2019-02-03T22:00:00",48.9,44.9,{"v":41,"d":"41.0"},39.5,17.86,0.0747,0.26,13.47]
["February",3,"11PM to 12AM",23,"February 3, 2019 23:00","2019-02-03T23:00:00",{"v":50,"d":"50.0"},44.9,39.9,37.9,17.87,0.0745,0.25,13.49]
["February",4,"12AM to 1AM",0,"February 4, 2019 0:00","2019-02-04",46.9,44.4,42.1,41.2,17.64,{"v":0.075,"d":"0.0750"},0.27,13.42]
["February",4,"1AM to 2AM",1,"February 4, 2019 1:00","2019-02-04T01:00:00",46.9,44.9,{"v":43,"d":"43.0"},42.7,17.87,{"v":0.075,"d":"0.0750"},0.28,13.42]
["February",4,"2AM to 3AM",2,"February 4, 2019 2:00","2019-02-04T02:00:00",46.9,44.9,{"v":43,"d":"43.0"},42.7,17.87,{"v":0.075,"d":"0.0750"},0.28,13.42]
["February",4,"3AM to 4AM",3,"February 4, 2019 3:00","2019-02-04T03:00:00",{"v":46,"d":"46.0"},{"v":45,"d":"45.0"},44.1,44.5,17.93,0.0751,0.29,{"v":13.4,"d":"13.40"}]
["February",4,"4AM to 5AM",4,"February 4, 2019 4:00","2019-02-04T04:00:00",{"v":46,"d":"46.0"},45.5,{"v":45,"d":"45.0"},46.1,18.18,0.0751,{"v":0.3,"d":"0.30"},13.41]
["February",4,"5AM to 6AM",5,"February 4, 2019 5:00","2019-02-04T05:00:00",{"v":45,"d":"45.0"},44.5,44.1,44.5,17.67,0.0752,0.29,13.38]
["February",4,"6AM to 7AM",6,"February 4, 2019 6:00","2019-02-04T06:00:00",{"v":43,"d":"43.0"},42.5,42.1,41.2,16.68,0.0756,0.27,13.31]
["February",4,"7AM to 8AM",7,"February 4, 2019 7:00","2019-02-04T07:00:00",42.1,41.5,{"v":41,"d":"41.0"},39.5,{"v":16.2,"d":"16.20"},0.0757,0.26,13.28]
["February",4,"8AM to 9AM",8,"February 4, 2019 8:00","2019-02-04T08:00:00",{"v":46,"d":"46.0"},{"v":45,"d":"45.0"},44.1,44.5,17.93,0.0751,0.29,{"v":13.4,"d":"13.40"}]
["February",4,"9AM to 10AM",9,"February 4, 2019 9:00","2019-02-04T09:00:00",51.1,46.8,{"v":43,"d":"43.0"},42.7,18.88,0.0743,0.28,13.53]
["February",4,"10AM to 11AM",10,"February 4, 2019 10:00","2019-02-04T10:00:00",{"v":54,"d":"54.0"},47.7,42.1,41.2,19.35,0.0739,0.27,{"v":13.6,"d":"13.60"}]
["February",4,"11AM to 12PM",11,"February 4, 2019 11:00","2019-02-04T11:00:00",57.9,48.5,39.9,37.9,19.79,0.0734,0.25,{"v":13.7,"d":"13.70"}]
["February",4,"12PM to 1PM",12,"February 4, 2019 12:00","2019-02-04T12:00:00",{"v":59,"d":"59.0"},47.9,{"v":37,"d":"37.0"},33.8,19.42,0.0733,0.22,13.71]
["February",4,"1PM to 2PM",13,"February 4, 2019 13:00","2019-02-04T13:00:00",60.1,47.9,{"v":36,"d":"36.0"},32.4,19.46,0.0731,0.21,13.74]
["February",4,"2PM to 3PM",14,"February 4, 2019 14:00","2019-02-04T14:00:00",60.1,47.9,{"v":36,"d":"36.0"},32.4,19.46,0.0731,0.21,13.74]
["February",4,"3PM to 4PM",15,"February 4, 2019 15:00","2019-02-04T15:00:00",60.1,47.6,35.1,31.3,19.28,0.0731,{"v":0.2,"d":"0.20"},13.74]
["February",4,"4PM to 5PM",16,"February 4, 2019 16:00","2019-02-04T16:00:00",60.1,47.6,35.1,31.3,19.28,0.0731,{"v":0.2,"d":"0.20"},13.74]
["February",4,"5PM to 6PM",17,{"$f":"A841&\" \"&B841&\", \"&$D$5&\" \"&D841&\":00\"","v":"February 4, 2019 17:00"},{"$f":"DATEVALUE(E841)+TIMEVALUE(E841)","v":"2019-02-04T17:00:00"},{"v":59,"d":"59.0"},47.1,35.1,31.3,19.02,0.0733,{"v":0.2,"d":"0.20"},13.71]
["February",4,"6PM to 7PM",{"$f":"IF(D841+1>23,0,D841+1)","v":18},"February 4, 2019 18:00","2019-02-04T18:00:00",57.9,{"v":47,"d":"47.0"},{"v":36,"d":"36.0"},32.4,18.94,0.0734,0.21,13.68]
["February",4,"7PM to 8PM",19,"February 4, 2019 19:00","2019-02-04T19:00:00",55.9,46.1,{"v":36,"d":"36.0"},32.4,18.46,0.0737,0.21,13.63]
["February",4,"8PM to 9PM",20,"February 4, 2019 20:00","2019-02-04T20:00:00",55.9,46.1,{"v":36,"d":"36.0"},32.4,18.46,0.0737,0.21,13.63]
["February",4,"9PM to 10PM",21,"February 4, 2019 21:00","2019-02-04T21:00:00",{"v":55,"d":"55.0"},46.1,{"v":37,"d":"37.0"},33.8,18.46,0.0738,0.22,13.61]
["February",4,"10PM to 11PM",22,"February 4, 2019 22:00","2019-02-04T22:00:00",{"v":55,"d":"55.0"},46.1,{"v":37,"d":"37.0"},33.8,18.46,0.0738,0.22,13.61]
["February",4,"11PM to 12AM",23,"February 4, 2019 23:00","2019-02-04T23:00:00",{"v":54,"d":"54.0"},45.9,37.9,35.1,18.39,{"v":0.074,"d":"0.0740"},0.23,13.59]
["February",5,"12AM to 1AM",0,"February 5, 2019 0:00","2019-02-05",{"v":55,"d":"55.0"},45.6,{"v":36,"d":"36.0"},32.4,18.24,0.0738,0.21,13.61]
["February",5,"1AM to 2AM",1,"February 5, 2019 1:00","2019-02-05T01:00:00",55.9,46.5,{"v":37,"d":"37.0"},33.8,18.68,0.0737,0.22,13.63]
["February",5,"2AM to 3AM",2,"February 5, 2019 2:00","2019-02-05T02:00:00",53.1,45.1,{"v":37,"d":"37.0"},33.8,17.98,0.0741,0.22,13.56]
["February",5,"3AM to 4AM",3,"February 5, 2019 3:00","2019-02-05T03:00:00",46.9,42.6,37.9,35.1,16.69,{"v":0.075,"d":"0.0750"},0.23,{"v":13.4,"d":"13.40"}]
["February",5,"4AM to 5AM",4,"February 5, 2019 4:00","2019-02-05T04:00:00",{"v":50,"d":"50.0"},{"v":44,"d":"44.0"},37.9,35.1,17.43,0.0746,0.23,13.48]
["February",5,"5AM to 6AM",5,"February 5, 2019 5:00","2019-02-05T05:00:00",44.1,40.7,{"v":37,"d":"37.0"},33.8,{"v":15.8,"d":"15.80"},0.0754,0.22,13.32]
["February",5,"6AM to 7AM",6,"February 5, 2019 6:00","2019-02-05T06:00:00",44.1,40.7,{"v":37,"d":"37.0"},33.8,{"v":15.8,"d":"15.80"},0.0754,0.22,13.32]
["February",5,"7AM to 8AM",7,"February 5, 2019 7:00","2019-02-05T07:00:00",{"v":43,"d":"43.0"},39.7,{"v":36,"d":"36.0"},32.4,15.32,0.0756,0.21,13.29]
["February",5,"8AM to 9AM",8,"February 5, 2019 8:00","2019-02-05T08:00:00",{"v":48,"d":"48.0"},42.7,{"v":37,"d":"37.0"},33.8,16.76,0.0749,0.22,13.42]
["February",5,"9AM to 10AM",9,"February 5, 2019 9:00","2019-02-05T09:00:00",53.1,44.7,{"v":36,"d":"36.0"},32.4,17.76,0.0741,0.21,13.55]
["February",5,"10AM to 11AM",10,"February 5, 2019 10:00","2019-02-05T10:00:00",55.9,46.1,{"v":36,"d":"36.0"},32.4,18.46,0.0737,0.21,13.63]
["February",5,"11AM to 12PM",11,"February 5, 2019 11:00","2019-02-05T11:00:00",60.1,48.3,{"v":37,"d":"37.0"},33.8,19.68,0.0731,0.22,13.74]
["February",5,"12PM to 1PM",12,"February 5, 2019 12:00","2019-02-05T12:00:00",60.1,47.9,{"v":36,"d":"36.0"},32.4,19.46,0.0731,0.21,13.74]
["February",5,"1PM to 2PM",13,"February 5, 2019 13:00","2019-02-05T13:00:00",62.1,48.8,{"v":36,"d":"36.0"},32.4,19.94,0.0728,0.21,13.79]
["February",5,"2PM to 3PM",14,"February 5, 2019 14:00","2019-02-05T14:00:00",{"v":64,"d":"64.0"},49.7,{"v":36,"d":"36.0"},32.4,20.42,0.0726,0.21,13.84]
["February",5,"3PM to 4PM",15,"February 5, 2019 15:00","2019-02-05T15:00:00",{"v":64,"d":"64.0"},49.7,{"v":36,"d":"36.0"},32.4,20.42,0.0726,0.21,13.84]
["February",5,"4PM to 5PM",16,"February 5, 2019 16:00","2019-02-05T16:00:00",{"v":63,"d":"63.0"},{"v":50,"d":"50.0"},37.9,35.1,20.57,0.0727,0.23,13.82]
["February",5,"5PM to 6PM",17,"February 5, 2019 17:00","2019-02-05T17:00:00",62.1,49.2,{"v":37,"d":"37.0"},33.8,20.16,0.0728,0.22,{"v":13.8,"d":"13.80"}]
["February",5,"6PM to 7PM",18,"February 5, 2019 18:00","2019-02-05T18:00:00",{"v":54,"d":"54.0"},46.4,{"v":39,"d":"39.0"},36.6,18.62,{"v":0.074,"d":"0.0740"},0.24,13.59]
["February",5,"7PM to 8PM",19,"February 5, 2019 19:00","2019-02-05T19:00:00",{"v":59,"d":"59.0"},48.6,{"v":39,"d":"39.0"},36.6,19.85,0.0733,0.24,13.72]
["February",5,"8PM to 9PM",20,"February 5, 2019 20:00","2019-02-05T20:00:00",{"v":57,"d":"57.0"},47.8,{"v":39,"d":"39.0"},36.6,19.37,0.0735,0.24,13.67]
["February",5,"9PM to 10PM",21,"February 5, 2019 21:00","2019-02-05T21:00:00",53.1,45.5,37.9,35.1,18.17,0.0741,0.23,13.56]
["February",5,"10PM to 11PM",22,"February 5, 2019 22:00","2019-02-05T22:00:00",{"v":52,"d":"52.0"},45.4,{"v":39,"d":"39.0"},36.6,18.15,0.0743,0.24,13.54]
["February",5,"11PM to 12AM",23,"February 5, 2019 23:00","2019-02-05T23:00:00",53.1,45.9,{"v":39,"d":"39.0"},36.6,18.41,0.0741,0.24,13.57]
["February",6,"12AM to 1AM",0,"February 6, 2019 0:00","2019-02-06",{"v":48,"d":"48.0"},43.1,37.9,35.1,16.95,0.0748,0.23,13.43]
["February",6,"1AM to 2AM",1,"February 6, 2019 1:00","2019-02-06T01:00:00",44.1,40.7,{"v":37,"d":"37.0"},33.8,{"v":15.8,"d":"15.80"},0.0754,0.22,13.32]
["February",6,"2AM to 3AM",2,"February 6, 2019 2:00","2019-02-06T02:00:00",44.1,40.7,{"v":37,"d":"37.0"},33.8,{"v":15.8,"d":"15.80"},0.0754,0.22,13.32]
["February",6,"3AM to 4AM",3,"February 6, 2019 3:00","2019-02-06T03:00:00",44.1,41.1,37.9,35.1,15.99,0.0754,0.23,13.32]
["February",6,"4AM to 5AM",4,"February 6, 2019 4:00","2019-02-06T04:00:00",{"v":45,"d":"45.0"},41.6,37.9,35.1,16.21,0.0753,0.23,13.35]
["February",6,"5AM to 6AM",5,"February 6, 2019 5:00","2019-02-06T05:00:00",{"v":43,"d":"43.0"},40.2,{"v":37,"d":"37.0"},33.8,15.54,0.0756,0.22,13.29]
["February",6,"6AM to 7AM",6,"February 6, 2019 6:00","2019-02-06T06:00:00",{"v":39,"d":"39.0"},37.6,{"v":36,"d":"36.0"},32.4,14.36,0.0762,0.21,13.18]
["February",6,"7AM to 8AM",7,"February 6, 2019 7:00","2019-02-06T07:00:00",44.1,40.7,{"v":37,"d":"37.0"},33.8,{"v":15.8,"d":"15.80"},0.0754,0.22,13.32]
["February",6,"8AM to 9AM",8,"February 6, 2019 8:00","2019-02-06T08:00:00",46.9,42.2,{"v":37,"d":"37.0"},33.8,{"v":16.5,"d":"16.50"},{"v":0.075,"d":"0.0750"},0.22,{"v":13.4,"d":"13.40"}]
["February",6,"9AM to 10AM",9,"February 6, 2019 9:00","2019-02-06T09:00:00",{"v":52,"d":"52.0"},41.6,28.9,{"v":24,"d":"24.0"},16.19,0.0743,0.16,{"v":13.5,"d":"13.50"}]
["February",6,"10AM to 11AM",10,"February 6, 2019 10:00","2019-02-06T10:00:00",{"v":61,"d":"61.0"},44.2,{"v":23,"d":"23.0"},18.1,17.46,0.0731,0.12,13.72]
["February",6,"11AM to 12PM",11,"February 6, 2019 11:00","2019-02-06T11:00:00",{"v":63,"d":"63.0"},44.8,21.9,17.2,17.79,0.0728,0.11,13.77]
["February",6,"12PM to 1PM",12,"February 6, 2019 12:00","2019-02-06T12:00:00",64.9,45.8,21.9,17.2,18.27,0.0725,0.11,13.82]
["February",6,"1PM to 2PM",13,"February 6, 2019 13:00","2019-02-06T13:00:00",{"v":66,"d":"66.0"},45.8,19.9,15.6,18.29,0.0724,{"v":0.1,"d":"0.10"},13.84]
["February",6,"2PM to 3PM",14,"February 6, 2019 14:00","2019-02-06T14:00:00",66.9,46.2,19.9,15.6,{"v":18.5,"d":"18.50"},0.0723,{"v":0.1,"d":"0.10"},13.87]
["February",6,"3PM to 4PM",15,"February 6, 2019 15:00","2019-02-06T15:00:00",{"v":68,"d":"68.0"},46.7,19.9,15.6,18.76,0.0721,{"v":0.1,"d":"0.10"},13.89]
["February",6,"4PM to 5PM",16,"February 6, 2019 16:00","2019-02-06T16:00:00",{"v":68,"d":"68.0"},46.7,19.9,15.6,18.76,0.0721,{"v":0.1,"d":"0.10"},13.89]
["February",6,"5PM to 6PM",17,"February 6, 2019 17:00","2019-02-06T17:00:00",66.9,{"v":46,"d":"46.0"},{"v":19,"d":"19.0"},{"v":15,"d":"15.0"},{"v":18.4,"d":"18.40"},0.0723,{"v":0.1,"d":"0.10"},13.86]
["February",6,"6PM to 7PM",18,"February 6, 2019 18:00","2019-02-06T18:00:00",{"v":64,"d":"64.0"},46.1,{"v":25,"d":"25.0"},19.9,18.47,0.0726,0.13,{"v":13.8,"d":"13.80"}]
["February",6,"7PM to 8PM",19,"February 6, 2019 19:00","2019-02-06T19:00:00",62.1,45.8,{"v":27,"d":"27.0"},21.9,{"v":18.3,"d":"18.30"},0.0729,0.14,13.76]
["February",6,"8PM to 9PM",20,"February 6, 2019 20:00","2019-02-06T20:00:00",{"v":59,"d":"59.0"},44.3,{"v":27,"d":"27.0"},21.9,17.56,0.0733,0.14,13.68]
["February",6,"9PM to 10PM",21,"February 6, 2019 21:00","2019-02-06T21:00:00",55.9,43.5,28.9,{"v":24,"d":"24.0"},17.15,0.0738,0.16,{"v":13.6,"d":"13.60"}]
["February",6,"10PM to 11PM",22,"February 6, 2019 22:00","2019-02-06T22:00:00",{"v":48,"d":"48.0"},38.5,26.1,{"v":21,"d":"21.0"},14.77,0.0749,0.14,13.38]
["February",6,"11PM to 12AM",23,"February 6, 2019 23:00","2019-02-06T23:00:00",48.9,39.3,{"v":27,"d":"27.0"},21.9,15.13,0.0748,0.14,13.41]
["February",7,"12AM to 1AM",0,"February 7, 2019 0:00","2019-02-07",{"v":45,"d":"45.0"},37.2,{"v":27,"d":"27.0"},21.9,14.17,0.0754,0.14,13.31]
["February",7,"1AM to 2AM",1,"February 7, 2019 1:00","2019-02-07T01:00:00",{"v":45,"d":"45.0"},37.6,{"v":28,"d":"28.0"},{"v":23,"d":"23.0"},14.35,0.0754,0.15,13.31]
["February",7,"2AM to 3AM",2,"February 7, 2019 2:00","2019-02-07T02:00:00",44.1,36.7,{"v":27,"d":"27.0"},21.9,13.95,0.0755,0.14,13.28]
["February",7,"3AM to 4AM",3,"February 7, 2019 3:00","2019-02-07T03:00:00",{"v":45,"d":"45.0"},37.9,28.9,{"v":24,"d":"24.0"},{"v":14.5,"d":"14.50"},0.0754,0.16,13.31]
["February",7,"4AM to 5AM",4,"February 7, 2019 4:00","2019-02-07T04:00:00",42.1,35.6,{"v":27,"d":"27.0"},21.9,13.47,0.0758,0.14,13.23]
["February",7,"5AM to 6AM",5,"February 7, 2019 5:00","2019-02-07T05:00:00",{"v":43,"d":"43.0"},36.1,{"v":27,"d":"27.0"},21.9,13.69,0.0757,0.14,13.25]
["February",7,"6AM to 7AM",6,"February 7, 2019 6:00","2019-02-07T06:00:00",{"v":41,"d":"41.0"},35.4,{"v":28,"d":"28.0"},{"v":23,"d":"23.0"},13.39,{"v":0.076,"d":"0.0760"},0.15,13.21]
["February",7,"7AM to 8AM",7,"February 7, 2019 7:00","2019-02-07T07:00:00",42.1,35.6,{"v":27,"d":"27.0"},21.9,13.47,0.0758,0.14,13.23]
["February",7,"8AM to 9AM",8,"February 7, 2019 8:00","2019-02-07T08:00:00",{"v":50,"d":"50.0"},40.2,{"v":28,"d":"28.0"},{"v":23,"d":"23.0"},15.56,0.0746,0.15,13.44]
["February",7,"9AM to 10AM",9,{"$f":"A905&\" \"&B905&\", \"&$D$5&\" \"&D905&\":00\"","v":"February 7, 2019 9:00"},{"$f":"DATEVALUE(E905)+TIMEVALUE(E905)","v":"2019-02-07T09:00:00"},57.9,44.2,{"v":28,"d":"28.0"},{"v":23,"d":"23.0"},17.47,0.0735,0.15,13.65]
["February",7,"10AM to 11AM",{"$f":"IF(D905+1>23,0,D905+1)","v":10},"February 7, 2019 10:00","2019-02-07T10:00:00",{"v":61,"d":"61.0"},44.7,{"v":25,"d":"25.0"},19.9,17.73,0.0731,0.13,13.72]
["February",7,"11AM to 12PM",11,"February 7, 2019 11:00","2019-02-07T11:00:00",64.9,46.6,{"v":25,"d":"25.0"},19.9,18.69,0.0725,0.13,13.83]
["February",7,"12PM to 1PM",12,"February 7, 2019 12:00","2019-02-07T12:00:00",{"v":66,"d":"66.0"},{"v":47,"d":"47.0"},{"v":25,"d":"25.0"},19.9,18.95,0.0724,0.13,13.86]
["February",7,"1PM to 2PM",13,"February 7, 2019 13:00","2019-02-07T13:00:00",69.1,48.4,{"v":25,"d":"25.0"},19.9,19.69,{"v":0.072,"d":"0.0720"},0.13,13.94]
["February",7,"2PM to 3PM",14,"February 7, 2019 14:00","2019-02-07T14:00:00",{"v":70,"d":"70.0"},47.6,19.9,15.6,19.24,0.0719,{"v":0.1,"d":"0.10"},13.95]
["February",7,"3PM to 4PM",15,"February 7, 2019 15:00","2019-02-07T15:00:00",{"v":70,"d":"70.0"},48.8,{"v":25,"d":"25.0"},19.9,19.91,0.0718,0.13,13.96]
["February",7,"4PM to 5PM",16,"February 7, 2019 16:00","2019-02-07T16:00:00",{"v":70,"d":"70.0"},49.1,26.1,{"v":21,"d":"21.0"},20.07,0.0718,0.14,13.96]
["February",7,"5PM to 6PM",17,"February 7, 2019 17:00","2019-02-07T17:00:00",69.1,48.2,24.1,19.1,19.56,{"v":0.072,"d":"0.0720"},0.12,13.93]
["February",7,"6PM to 7PM",18,"February 7, 2019 18:00","2019-02-07T18:00:00",66.9,48.3,{"v":28,"d":"28.0"},{"v":23,"d":"23.0"},19.65,0.0722,0.15,13.89]
["February",7,"7PM to 8PM",19,"February 7, 2019 19:00","2019-02-07T19:00:00",{"v":66,"d":"66.0"},47.9,{"v":28,"d":"28.0"},{"v":23,"d":"23.0"},19.43,0.0724,0.15,13.87]
["February",7,"8PM to 9PM",20,"February 7, 2019 20:00","2019-02-07T20:00:00",{"v":64,"d":"64.0"},47.7,{"v":30,"d":"30.0"},25.2,{"v":19.3,"d":"19.30"},0.0726,0.16,13.82]
["February",7,"9PM to 10PM",21,"February 7, 2019 21:00","2019-02-07T21:00:00",{"v":61,"d":"61.0"},46.6,30.9,26.3,18.73,{"v":0.073,"d":"0.0730"},0.17,13.74]
["February",7,"10PM to 11PM",22,"February 7, 2019 22:00","2019-02-07T22:00:00",57.9,45.2,30.9,26.3,17.99,0.0735,0.17,13.66]
["February",7,"11PM to 12AM",23,"February 7, 2019 23:00","2019-02-07T23:00:00",{"v":59,"d":"59.0"},46.4,33.1,28.9,18.65,0.0733,0.19,{"v":13.7,"d":"13.70"}]
["February",8,"12AM to 1AM",0,"February 8, 2019 0:00","2019-02-08",57.9,45.6,{"v":32,"d":"32.0"},27.6,18.19,0.0735,0.18,13.67]
["February",8,"1AM to 2AM",1,"February 8, 2019 1:00","2019-02-08T01:00:00",{"v":54,"d":"54.0"},43.7,{"v":32,"d":"32.0"},27.6,17.24,{"v":0.074,"d":"0.0740"},0.18,13.56]
["February",8,"2AM to 3AM",2,"February 8, 2019 2:00","2019-02-08T02:00:00",48.9,40.8,30.9,26.3,15.81,0.0748,0.17,13.42]
["February",8,"3AM to 4AM",3,"February 8, 2019 3:00","2019-02-08T03:00:00",{"v":50,"d":"50.0"},41.7,{"v":32,"d":"32.0"},27.6,16.28,0.0746,0.18,13.46]
["February",8,"4AM to 5AM",4,"February 8, 2019 4:00","2019-02-08T04:00:00",48.9,41.2,{"v":32,"d":"32.0"},27.6,16.02,0.0748,0.18,13.43]
["February",8,"5AM to 6AM",5,"February 8, 2019 5:00","2019-02-08T05:00:00",51.1,42.7,33.1,28.9,16.73,0.0744,0.19,13.49]
["February",8,"6AM to 7AM",6,"February 8, 2019 6:00","2019-02-08T06:00:00",48.9,41.2,{"v":32,"d":"32.0"},27.6,16.02,0.0748,0.18,13.43]
["February",8,"7AM to 8AM",7,"February 8, 2019 7:00","2019-02-08T07:00:00",46.9,40.9,{"v":34,"d":"34.0"},29.9,{"v":15.9,"d":"15.90"},{"v":0.075,"d":"0.0750"},{"v":0.2,"d":"0.20"},13.38]
["February",8,"8AM to 9AM",8,"February 8, 2019 8:00","2019-02-08T08:00:00",{"v":54,"d":"54.0"},44.4,{"v":34,"d":"34.0"},29.9,17.59,{"v":0.074,"d":"0.0740"},{"v":0.2,"d":"0.20"},13.57]
["February",8,"9AM to 10AM",9,"February 8, 2019 9:00","2019-02-08T09:00:00",57.9,46.2,{"v":34,"d":"34.0"},29.9,18.55,0.0734,{"v":0.2,"d":"0.20"},13.67]
["February",8,"10AM to 11AM",10,"February 8, 2019 10:00","2019-02-08T10:00:00",62.1,47.5,{"v":32,"d":"32.0"},27.6,{"v":19.2,"d":"19.20"},0.0729,0.18,13.78]
["February",8,"11AM to 12PM",11,"February 8, 2019 11:00","2019-02-08T11:00:00",66.9,48.6,28.9,{"v":24,"d":"24.0"},{"v":19.8,"d":"19.80"},0.0722,0.16,13.89]
["February",8,"12PM to 1PM",12,"February 8, 2019 12:00","2019-02-08T12:00:00",{"v":70,"d":"70.0"},50.3,{"v":30,"d":"30.0"},25.2,20.73,0.0718,0.16,13.98]
["February",8,"1PM to 2PM",13,"February 8, 2019 13:00","2019-02-08T13:00:00",{"v":70,"d":"70.0"},49.4,{"v":27,"d":"27.0"},21.9,20.21,0.0718,0.14,13.97]
["February",8,"2PM to 3PM",14,"February 8, 2019 14:00","2019-02-08T14:00:00",71.1,49.6,26.1,{"v":21,"d":"21.0"},20.33,0.0717,0.14,13.99]
["February",8,"3PM to 4PM",15,"February 8, 2019 15:00","2019-02-08T15:00:00",{"v":72,"d":"72.0"},{"v":50,"d":"50.0"},26.1,{"v":21,"d":"21.0"},20.55,0.0716,0.14,14.02]
["February",8,"4PM to 5PM",16,"February 8, 2019 16:00","2019-02-08T16:00:00",{"v":72,"d":"72.0"},49.7,{"v":25,"d":"25.0"},19.9,20.38,0.0716,0.13,14.01]
["February",8,"5PM to 6PM",17,"February 8, 2019 17:00","2019-02-08T17:00:00",{"v":70,"d":"70.0"},48.6,24.1,19.1,19.78,0.0718,0.12,13.96]
["February",8,"6PM to 7PM",18,"February 8, 2019 18:00","2019-02-08T18:00:00",66.9,47.2,24.1,19.1,19.04,0.0723,0.12,13.88]
["February",8,"7PM to 8PM",19,"February 8, 2019 19:00","2019-02-08T19:00:00",{"v":63,"d":"63.0"},46.2,{"v":27,"d":"27.0"},21.9,18.51,0.0728,0.14,13.78]
["February",8,"8PM to 9PM",20,"February 8, 2019 20:00","2019-02-08T20:00:00",{"v":61,"d":"61.0"},45.3,{"v":27,"d":"27.0"},21.9,18.04,0.0731,0.14,13.73]
["February",8,"9PM to 10PM",21,"February 8, 2019 21:00","2019-02-08T21:00:00",{"v":54,"d":"54.0"},42.2,{"v":28,"d":"28.0"},{"v":23,"d":"23.0"},16.52,0.0741,0.15,13.55]
["February",8,"10PM to 11PM",22,"February 8, 2019 22:00","2019-02-08T22:00:00",{"v":52,"d":"52.0"},41.3,{"v":28,"d":"28.0"},{"v":23,"d":"23.0"},16.04,0.0743,0.15,{"v":13.5,"d":"13.50"}]
["February",8,"11PM to 12AM",23,"February 8, 2019 23:00","2019-02-08T23:00:00",51.1,44.6,37.9,35.1,17.69,0.0744,0.23,13.51]
["February",9,"12AM to 1AM",0,"February 9, 2019 0:00","2019-02-09",{"v":50,"d":"50.0"},40.6,28.9,{"v":24,"d":"24.0"},15.71,0.0746,0.16,13.45]
["February",9,"1AM to 2AM",1,"February 9, 2019 1:00","2019-02-09T01:00:00",46.9,{"v":39,"d":"39.0"},28.9,{"v":24,"d":"24.0"},14.98,0.0751,0.16,13.37]
["February",9,"2AM to 3AM",2,"February 9, 2019 2:00","2019-02-09T02:00:00",{"v":45,"d":"45.0"},37.9,28.9,{"v":24,"d":"24.0"},{"v":14.5,"d":"14.50"},0.0754,0.16,13.31]
["February",9,"3AM to 4AM",3,"February 9, 2019 3:00","2019-02-09T03:00:00",44.1,37.5,28.9,{"v":24,"d":"24.0"},14.28,0.0755,0.16,13.29]
["February",9,"4AM to 5AM",4,"February 9, 2019 4:00","2019-02-09T04:00:00",44.1,37.5,28.9,{"v":24,"d":"24.0"},14.28,0.0755,0.16,13.29]
["February",9,"5AM to 6AM",5,"February 9, 2019 5:00","2019-02-09T05:00:00",{"v":43,"d":"43.0"},36.9,28.9,{"v":24,"d":"24.0"},14.02,0.0757,0.16,13.26]
["February",9,"6AM to 7AM",6,"February 9, 2019 6:00","2019-02-09T06:00:00",42.1,36.4,28.9,{"v":24,"d":"24.0"},{"v":13.8,"d":"13.80"},0.0758,0.16,13.24]
["February",9,"7AM to 8AM",7,"February 9, 2019 7:00","2019-02-09T07:00:00",44.1,37.5,28.9,{"v":24,"d":"24.0"},14.28,0.0755,0.16,13.29]
["February",9,"8AM to 9AM",8,"February 9, 2019 8:00","2019-02-09T08:00:00",48.9,{"v":40,"d":"40.0"},28.9,{"v":24,"d":"24.0"},15.45,0.0748,0.16,13.42]
["February",9,"9AM to 10AM",9,"February 9, 2019 9:00","2019-02-09T09:00:00",55.9,43.9,{"v":30,"d":"30.0"},25.2,17.34,0.0738,0.16,13.61]
["February",9,"10AM to 11AM",10,"February 9, 2019 10:00","2019-02-09T10:00:00",60.1,45.5,28.9,{"v":24,"d":"24.0"},18.15,0.0732,0.16,13.71]
["February",9,"11AM to 12PM",11,"February 9, 2019 11:00","2019-02-09T11:00:00",{"v":66,"d":"66.0"},48.2,28.9,{"v":24,"d":"24.0"},19.58,0.0724,0.16,13.87]
["February",9,"12PM to 1PM",12,"February 9, 2019 12:00","2019-02-09T12:00:00",69.1,49.9,{"v":30,"d":"30.0"},25.2,20.52,0.0719,0.16,13.95]
["February",9,"1PM to 2PM",13,"February 9, 2019 13:00","2019-02-09T13:00:00",{"v":72,"d":"72.0"},50.8,28.9,{"v":24,"d":"24.0"},21.02,0.0715,0.16,14.03]
["February",9,"2PM to 3PM",14,"February 9, 2019 14:00","2019-02-09T14:00:00",{"v":72,"d":"72.0"},50.8,28.9,{"v":24,"d":"24.0"},21.02,0.0715,0.16,14.03]
["February",9,"3PM to 4PM",15,"February 9, 2019 15:00","2019-02-09T15:00:00",{"v":72,"d":"72.0"},50.8,28.9,{"v":24,"d":"24.0"},21.02,0.0715,0.16,14.03]
["February",9,"4PM to 5PM",16,"February 9, 2019 16:00","2019-02-09T16:00:00",71.1,50.4,28.9,{"v":24,"d":"24.0"},{"v":20.8,"d":"20.80"},0.0717,0.16,{"v":14,"d":"14.00"}]
["February",9,"5PM to 6PM",17,"February 9, 2019 17:00","2019-02-09T17:00:00",{"v":70,"d":"70.0"},50.3,{"v":30,"d":"30.0"},25.2,20.73,0.0718,0.16,13.98]
["February",9,"6PM to 7PM",18,"February 9, 2019 18:00","2019-02-09T18:00:00",66.9,48.6,28.9,{"v":24,"d":"24.0"},{"v":19.8,"d":"19.80"},0.0722,0.16,13.89]
["February",9,"7PM to 8PM",19,"February 9, 2019 19:00","2019-02-09T19:00:00",{"v":66,"d":"66.0"},48.6,{"v":30,"d":"30.0"},25.2,19.78,0.0723,0.16,13.87]
["February",9,"8PM to 9PM",20,"February 9, 2019 20:00","2019-02-09T20:00:00",{"v":63,"d":"63.0"},47.2,{"v":30,"d":"30.0"},25.2,19.04,0.0728,0.16,13.79]
["February",9,"9PM to 10PM",21,"February 9, 2019 21:00","2019-02-09T21:00:00",{"v":63,"d":"63.0"},48.2,33.1,28.9,{"v":19.6,"d":"19.60"},0.0727,0.19,{"v":13.8,"d":"13.80"}]
["February",9,"10PM to 11PM",22,"February 9, 2019 22:00","2019-02-09T22:00:00",55.9,44.6,{"v":32,"d":"32.0"},27.6,17.72,0.0737,0.18,13.61]
["February",9,"11PM to 12AM",23,"February 9, 2019 23:00","2019-02-09T23:00:00",53.1,43.2,{"v":32,"d":"32.0"},27.6,17.02,0.0742,0.18,13.54]
["February",10,"12AM to 1AM",0,"February 10, 2019 0:00","2019-02-10",{"v":52,"d":"52.0"},42.7,{"v":32,"d":"32.0"},27.6,16.76,0.0743,0.18,13.51]
["February",10,"1AM to 2AM",1,{"$f":"A969&\" \"&B969&\", \"&$D$5&\" \"&D969&\":00\"","v":"February 10, 2019 1:00"},{"$f":"DATEVALUE(E969)+TIMEVALUE(E969)","v":"2019-02-10T01:00:00"},51.1,42.3,{"v":32,"d":"32.0"},27.6,16.54,0.0744,0.18,13.49]
["February",10,"2AM to 3AM",{"$f":"IF(D969+1>23,0,D969+1)","v":2},"February 10, 2019 2:00","2019-02-10T02:00:00",{"v":48,"d":"48.0"},40.7,{"v":32,"d":"32.0"},27.6,{"v":15.8,"d":"15.80"},0.0749,0.18,13.41]
["February",10,"3AM to 4AM",3,"February 10, 2019 3:00","2019-02-10T03:00:00",46.9,40.6,33.1,28.9,15.73,{"v":0.075,"d":"0.0750"},0.19,13.38]
["February",10,"4AM to 5AM",4,"February 10, 2019 4:00","2019-02-10T04:00:00",{"v":48,"d":"48.0"},41.1,33.1,28.9,15.99,0.0749,0.19,13.41]
["February",10,"5AM to 6AM",5,"February 10, 2019 5:00","2019-02-10T05:00:00",48.9,41.9,{"v":34,"d":"34.0"},29.9,16.37,0.0747,{"v":0.2,"d":"0.20"},13.44]
["February",10,"6AM to 7AM",6,"February 10, 2019 6:00","2019-02-10T06:00:00",46.9,40.6,33.1,28.9,15.73,{"v":0.075,"d":"0.0750"},0.19,13.38]
["February",10,"7AM to 8AM",7,"February 10, 2019 7:00","2019-02-10T07:00:00",48.9,42.3,35.1,31.3,16.58,0.0747,{"v":0.2,"d":"0.20"},13.44]
["February",10,"8AM to 9AM",8,"February 10, 2019 8:00","2019-02-10T08:00:00",{"v":52,"d":"52.0"},43.8,35.1,31.3,17.32,0.0743,{"v":0.2,"d":"0.20"},13.52]
["February",10,"9AM to 10AM",9,"February 10, 2019 9:00","2019-02-10T09:00:00",57.9,47.4,{"v":37,"d":"37.0"},33.8,19.16,0.0734,0.22,13.69]
["February",10,"10AM to 11AM",10,"February 10, 2019 10:00","2019-02-10T10:00:00",{"v":64,"d":"64.0"},51.6,{"v":41,"d":"41.0"},39.5,21.53,0.0725,0.26,13.87]
["February",10,"11AM to 12PM",11,"February 10, 2019 11:00","2019-02-10T11:00:00",{"v":66,"d":"66.0"},53.7,44.1,44.5,22.79,0.0722,0.29,13.93]
["February",10,"12PM to 1PM",12,"February 10, 2019 12:00","2019-02-10T12:00:00",{"v":66,"d":"66.0"},53.7,44.1,44.5,22.79,0.0722,0.29,13.93]
["February",10,"1PM to 2PM",13,"February 10, 2019 13:00","2019-02-10T13:00:00",{"v":66,"d":"66.0"},53.7,44.1,44.5,22.79,0.0722,0.29,13.93]
["February",10,"2PM to 3PM",14,"February 10, 2019 14:00","2019-02-10T14:00:00",69.1,54.5,{"v":43,"d":"43.0"},42.7,23.24,0.0718,0.28,14.01]
["February",10,"3PM to 4PM",15,"February 10, 2019 15:00","2019-02-10T15:00:00",69.1,53.3,39.9,37.9,22.49,0.0718,0.25,13.99]
["February",10,"4PM to 5PM",16,"February 10, 2019 16:00","2019-02-10T16:00:00",69.1,53.3,39.9,37.9,22.49,0.0718,0.25,13.99]
["February",10,"5PM to 6PM",17,"February 10, 2019 17:00","2019-02-10T17:00:00",{"v":68,"d":"68.0"},52.1,37.9,35.1,21.79,{"v":0.072,"d":"0.0720"},0.23,13.96]
["February",10,"6PM to 7PM",18,"February 10, 2019 18:00","2019-02-10T18:00:00",64.9,50.8,37.9,35.1,21.05,0.0724,0.23,13.88]
["February",10,"7PM to 8PM",19,"February 10, 2019 19:00","2019-02-10T19:00:00",{"v":63,"d":"63.0"},49.6,{"v":37,"d":"37.0"},33.8,20.38,0.0727,0.22,13.82]
["February",10,"8PM to 9PM",20,"February 10, 2019 20:00","2019-02-10T20:00:00",{"v":61,"d":"61.0"},48.7,{"v":37,"d":"37.0"},33.8,{"v":19.9,"d":"19.90"},{"v":0.073,"d":"0.0730"},0.22,13.77]
["February",10,"9PM to 10PM",21,"February 10, 2019 21:00","2019-02-10T21:00:00",{"v":59,"d":"59.0"},47.9,{"v":37,"d":"37.0"},33.8,19.42,0.0733,0.22,13.71]
["February",10,"10PM to 11PM",22,"February 10, 2019 22:00","2019-02-10T22:00:00",{"v":57,"d":"57.0"},{"v":47,"d":"47.0"},{"v":37,"d":"37.0"},33.8,18.94,0.0735,0.22,13.66]
["February",10,"11PM to 12AM",23,"February 10, 2019 23:00","2019-02-10T23:00:00",{"v":52,"d":"52.0"},44.6,{"v":37,"d":"37.0"},33.8,17.72,0.0743,0.22,13.53]
["February",11,"12AM to 1AM",0,"February 11, 2019 0:00","2019-02-11",53.1,45.5,37.9,35.1,18.17,0.0741,0.23,13.56]
["February",11,"1AM to 2AM",1,"February 11, 2019 1:00","2019-02-11T01:00:00",{"v":48,"d":"48.0"},42.7,{"v":37,"d":"37.0"},33.8,16.76,0.0749,0.22,13.42]
["February",11,"2AM to 3AM",2,"February 11, 2019 2:00","2019-02-11T02:00:00",{"v":45,"d":"45.0"},41.2,{"v":37,"d":"37.0"},33.8,16.02,0.0753,0.22,13.34]
["February",11,"3AM to 4AM",3,"February 11, 2019 3:00","2019-02-11T03:00:00",44.1,41.1,37.9,35.1,15.99,0.0754,0.23,13.32]
["February",11,"4AM to 5AM",4,"February 11, 2019 4:00","2019-02-11T04:00:00",44.1,40.7,{"v":37,"d":"37.0"},33.8,{"v":15.8,"d":"15.80"},0.0754,0.22,13.32]
["February",11,"5AM to 6AM",5,"February 11, 2019 5:00","2019-02-11T05:00:00",{"v":41,"d":"41.0"},38.3,35.1,31.3,14.66,0.0759,{"v":0.2,"d":"0.20"},13.23]
["February",11,"6AM to 7AM",6,"February 11, 2019 6:00","2019-02-11T06:00:00",42.1,38.9,35.1,31.3,14.92,0.0758,{"v":0.2,"d":"0.20"},13.26]
["February",11,"7AM to 8AM",7,"February 11, 2019 7:00","2019-02-11T07:00:00",{"v":43,"d":"43.0"},40.2,{"v":37,"d":"37.0"},33.8,15.54,0.0756,0.22,13.29]
["February",11,"8AM to 9AM",8,"February 11, 2019 8:00","2019-02-11T08:00:00",{"v":50,"d":"50.0"},{"v":44,"d":"44.0"},37.9,35.1,17.43,0.0746,0.23,13.48]
["February",11,"9AM to 10AM",9,"February 11, 2019 9:00","2019-02-11T09:00:00",{"v":55,"d":"55.0"},46.4,37.9,35.1,18.65,0.0738,0.23,13.61]
["February",11,"10AM to 11AM",10,"February 11, 2019 10:00","2019-02-11T10:00:00",{"v":59,"d":"59.0"},47.9,{"v":37,"d":"37.0"},33.8,19.42,0.0733,0.22,13.71]
["February",11,"11AM to 12PM",11,"February 11, 2019 11:00","2019-02-11T11:00:00",{"v":63,"d":"63.0"},48.9,35.1,31.3,19.98,0.0727,{"v":0.2,"d":"0.20"},13.81]
["February",11,"12PM to 1PM",12,"February 11, 2019 12:00","2019-02-11T12:00:00",66.9,{"v":49,"d":"49.0"},{"v":30,"d":"30.0"},25.2,19.99,0.0722,0.16,{"v":13.9,"d":"13.90"}]
["February",11,"1PM to 2PM",13,"February 11, 2019 13:00","2019-02-11T13:00:00",{"v":68,"d":"68.0"},48.5,{"v":27,"d":"27.0"},21.9,19.73,0.0721,0.14,13.91]
["February",11,"2PM to 3PM",14,"February 11, 2019 14:00","2019-02-11T14:00:00",69.1,48.7,26.1,{"v":21,"d":"21.0"},19.85,{"v":0.072,"d":"0.0720"},0.14,13.94]
["February",11,"3PM to 4PM",15,"February 11, 2019 15:00","2019-02-11T15:00:00",{"v":70,"d":"70.0"},49.1,26.1,{"v":21,"d":"21.0"},20.07,0.0718,0.14,13.96]
["February",11,"4PM to 5PM",16,"February 11, 2019 16:00","2019-02-11T16:00:00",{"v":70,"d":"70.0"},48.6,24.1,19.1,19.78,0.0718,0.12,13.96]
["February",11,"5PM to 6PM",17,"February 11, 2019 17:00","2019-02-11T17:00:00",{"v":68,"d":"68.0"},47.7,24.1,19.1,{"v":19.3,"d":"19.30"},0.0721,0.12,13.91]
["February",11,"6PM to 7PM",18,"February 11, 2019 18:00","2019-02-11T18:00:00",{"v":66,"d":"66.0"},46.8,24.1,19.1,18.82,0.0724,0.12,13.85]
["February",11,"7PM to 8PM",19,"February 11, 2019 19:00","2019-02-11T19:00:00",62.1,45.2,{"v":25,"d":"25.0"},19.9,17.99,0.0729,0.13,13.75]
["February",11,"8PM to 9PM",20,"February 11, 2019 20:00","2019-02-11T20:00:00",{"v":55,"d":"55.0"},41.8,{"v":25,"d":"25.0"},19.9,{"v":16.3,"d":"16.30"},0.0739,0.13,13.57]
["February",11,"9PM to 10PM",21,"February 11, 2019 21:00","2019-02-11T21:00:00",{"v":52,"d":"52.0"},40.3,{"v":25,"d":"25.0"},19.9,15.56,0.0744,0.13,13.49]
["February",11,"10PM to 11PM",22,"February 11, 2019 22:00","2019-02-11T22:00:00",{"v":52,"d":"52.0"},40.9,{"v":27,"d":"27.0"},21.9,15.86,0.0743,0.14,13.49]
["February",11,"11PM to 12AM",23,"February 11, 2019 23:00","2019-02-11T23:00:00",46.9,38.3,{"v":27,"d":"27.0"},21.9,14.65,0.0751,0.14,13.36]
["February",12,"12AM to 1AM",0,"February 12, 2019 0:00","2019-02-12",{"v":48,"d":"48.0"},{"v":40,"d":"40.0"},{"v":30,"d":"30.0"},25.2,15.43,0.0749,0.16,{"v":13.4,"d":"13.40"}]
["February",12,"1AM to 2AM",1,"February 12, 2019 1:00","2019-02-12T01:00:00",{"v":46,"d":"46.0"},38.2,{"v":28,"d":"28.0"},{"v":23,"d":"23.0"},14.61,0.0752,0.15,13.34]
["February",12,"2AM to 3AM",2,"February 12, 2019 2:00","2019-02-12T02:00:00",{"v":45,"d":"45.0"},37.6,{"v":28,"d":"28.0"},{"v":23,"d":"23.0"},14.35,0.0754,0.15,13.31]
["February",12,"3AM to 4AM",3,"February 12, 2019 3:00","2019-02-12T03:00:00",{"v":45,"d":"45.0"},37.6,{"v":28,"d":"28.0"},{"v":23,"d":"23.0"},14.35,0.0754,0.15,13.31]
["February",12,"4AM to 5AM",4,"February 12, 2019 4:00","2019-02-12T04:00:00",44.1,37.1,{"v":28,"d":"28.0"},{"v":23,"d":"23.0"},14.13,0.0755,0.15,13.29]
["February",12,"5AM to 6AM",5,"February 12, 2019 5:00","2019-02-12T05:00:00",39.9,34.4,{"v":27,"d":"27.0"},21.9,12.95,0.0761,0.14,13.17]
["February",12,"6AM to 7AM",6,"February 12, 2019 6:00","2019-02-12T06:00:00",44.1,37.1,{"v":28,"d":"28.0"},{"v":23,"d":"23.0"},14.13,0.0755,0.15,13.29]
["February",12,"7AM to 8AM",7,"February 12, 2019 7:00","2019-02-12T07:00:00",{"v":43,"d":"43.0"},36.1,{"v":27,"d":"27.0"},21.9,13.69,0.0757,0.14,13.25]
["February",12,"8AM to 9AM",8,"February 12, 2019 8:00","2019-02-12T08:00:00",{"v":52,"d":"52.0"},41.6,28.9,{"v":24,"d":"24.0"},16.19,0.0743,0.16,{"v":13.5,"d":"13.50"}]
["February",12,"9AM to 10AM",9,"February 12, 2019 9:00","2019-02-12T09:00:00",57.9,44.2,{"v":28,"d":"28.0"},{"v":23,"d":"23.0"},17.47,0.0735,0.15,13.65]
["February",12,"10AM to 11AM",10,"February 12, 2019 10:00","2019-02-12T10:00:00",{"v":64,"d":"64.0"},46.4,26.1,{"v":21,"d":"21.0"},18.63,0.0726,0.14,13.81]
["February",12,"11AM to 12PM",11,"February 12, 2019 11:00","2019-02-12T11:00:00",66.9,47.5,{"v":25,"d":"25.0"},19.9,19.17,0.0723,0.13,13.88]
["February",12,"12PM to 1PM",12,"February 12, 2019 12:00","2019-02-12T12:00:00",{"v":70,"d":"70.0"},48.3,{"v":23,"d":"23.0"},18.1,19.63,0.0718,0.12,13.95]
["February",12,"1PM to 2PM",13,"February 12, 2019 13:00","2019-02-12T13:00:00",71.1,48.3,{"v":21,"d":"21.0"},16.5,19.63,0.0717,0.11,13.98]
["February",12,"2PM to 3PM",14,"February 12, 2019 14:00","2019-02-12T14:00:00",{"v":73,"d":"73.0"},48.4,17.1,13.6,19.66,0.0715,0.09,14.02]
["February",12,"3PM to 4PM",15,"February 12, 2019 15:00","2019-02-12T15:00:00",{"v":73,"d":"73.0"},48.8,{"v":19,"d":"19.0"},{"v":15,"d":"15.0"},19.87,0.0715,{"v":0.1,"d":"0.10"},14.03]
["February",12,"4PM to 5PM",16,"February 12, 2019 16:00","2019-02-12T16:00:00",71.1,47.5,17.1,13.6,19.18,0.0717,0.09,13.97]
["February",12,"5PM to 6PM",17,{"$f":"A1033&\" \"&B1033&\", \"&$D$5&\" \"&D1033&\":00\"","v":"February 12, 2019 17:00"},{"$f":"DATEVALUE(E1033)+TIMEVALUE(E1033)","v":"2019-02-12T17:00:00"},71.1,47.5,17.1,13.6,19.18,0.0717,0.09,13.97]
["February",12,"6PM to 7PM",{"$f":"IF(D1033+1>23,0,D1033+1)","v":18},"February 12, 2019 18:00","2019-02-12T18:00:00",{"v":68,"d":"68.0"},46.3,{"v":18,"d":"18.0"},14.2,18.54,0.0721,0.09,13.89]
["February",12,"7PM to 8PM",19,"February 12, 2019 19:00","2019-02-12T19:00:00",{"v":64,"d":"64.0"},45.3,21.9,17.2,18.05,0.0727,0.11,{"v":13.8,"d":"13.80"}]
["February",12,"8PM to 9PM",20,"February 12, 2019 20:00","2019-02-12T20:00:00",57.9,42.2,{"v":21,"d":"21.0"},16.5,16.46,0.0735,0.11,13.63]
["February",12,"9PM to 10PM",21,"February 12, 2019 21:00","2019-02-12T21:00:00",{"v":54,"d":"54.0"},40.7,{"v":23,"d":"23.0"},18.1,15.76,0.0741,0.12,13.53]
["February",12,"10PM to 11PM",22,"February 12, 2019 22:00","2019-02-12T22:00:00",53.1,40.8,{"v":25,"d":"25.0"},19.9,15.82,0.0742,0.13,13.51]
["February",12,"11PM to 12AM",23,"February 12, 2019 23:00","2019-02-12T23:00:00",53.1,41.1,26.1,{"v":21,"d":"21.0"},15.98,0.0742,0.14,13.52]
["February",13,"12AM to 1AM",0,"February 13, 2019 0:00","2019-02-13",{"v":45,"d":"45.0"},36.5,{"v":25,"d":"25.0"},19.9,13.87,0.0754,0.13,{"v":13.3,"d":"13.30"}]
["February",13,"1AM to 2AM",1,"February 13, 2019 1:00","2019-02-13T01:00:00",{"v":45,"d":"45.0"},36.9,26.1,{"v":21,"d":"21.0"},14.03,0.0754,0.14,{"v":13.3,"d":"13.30"}]
["February",13,"2AM to 3AM",2,"February 13, 2019 2:00","2019-02-13T02:00:00",{"v":46,"d":"46.0"},37.5,26.1,{"v":21,"d":"21.0"},14.29,0.0752,0.14,13.33]
["February",13,"3AM to 4AM",3,"February 13, 2019 3:00","2019-02-13T03:00:00",42.1,35.3,26.1,{"v":21,"d":"21.0"},13.34,0.0758,0.14,13.23]
["February",13,"4AM to 5AM",4,"February 13, 2019 4:00","2019-02-13T04:00:00",{"v":43,"d":"43.0"},35.5,{"v":25,"d":"25.0"},19.9,13.39,0.0757,0.13,13.25]
["February",13,"5AM to 6AM",5,"February 13, 2019 5:00","2019-02-13T05:00:00",44.1,36.4,26.1,{"v":21,"d":"21.0"},13.81,0.0755,0.14,13.28]
["February",13,"6AM to 7AM",6,"February 13, 2019 6:00","2019-02-13T06:00:00",{"v":43,"d":"43.0"},35.5,{"v":25,"d":"25.0"},19.9,13.39,0.0757,0.13,13.25]
["February",13,"7AM to 8AM",7,"February 13, 2019 7:00","2019-02-13T07:00:00",46.9,{"v":38,"d":"38.0"},26.1,{"v":21,"d":"21.0"},14.51,0.0751,0.14,13.36]
["February",13,"8AM to 9AM",8,"February 13, 2019 8:00","2019-02-13T08:00:00",{"v":54,"d":"54.0"},41.9,{"v":27,"d":"27.0"},21.9,16.34,0.0741,0.14,13.54]
["February",13,"9AM to 10AM",9,"February 13, 2019 9:00","2019-02-13T09:00:00",60.1,44.3,{"v":25,"d":"25.0"},19.9,17.52,0.0732,0.13,{"v":13.7,"d":"13.70"}]
["February",13,"10AM to 11AM",10,"February 13, 2019 10:00","2019-02-13T10:00:00",62.1,46.1,{"v":28,"d":"28.0"},{"v":23,"d":"23.0"},18.47,0.0729,0.15,13.76]
["February",13,"11AM to 12PM",11,"February 13, 2019 11:00","2019-02-13T11:00:00",{"v":66,"d":"66.0"},47.6,{"v":27,"d":"27.0"},21.9,19.25,0.0724,0.14,13.86]
["February",13,"12PM to 1PM",12,"February 13, 2019 12:00","2019-02-13T12:00:00",69.1,48.2,24.1,19.1,19.56,{"v":0.072,"d":"0.0720"},0.12,13.93]
["February",13,"1PM to 2PM",13,"February 13, 2019 13:00","2019-02-13T13:00:00",71.1,49.1,24.1,19.1,20.04,0.0717,0.12,13.99]
["February",13,"2PM to 3PM",14,"February 13, 2019 14:00","2019-02-13T14:00:00",{"v":72,"d":"72.0"},49.2,{"v":23,"d":"23.0"},18.1,{"v":20.1,"d":"20.10"},0.0716,0.12,14.01]
["February",13,"3PM to 4PM",15,"February 13, 2019 15:00","2019-02-13T15:00:00",71.1,48.5,21.9,17.2,19.75,0.0717,0.11,13.98]
["February",13,"4PM to 5PM",16,"February 13, 2019 16:00","2019-02-13T16:00:00",{"v":70,"d":"70.0"},49.4,{"v":27,"d":"27.0"},21.9,20.21,0.0718,0.14,13.97]
["February",13,"5PM to 6PM",17,"February 13, 2019 17:00","2019-02-13T17:00:00",{"v":68,"d":"68.0"},48.2,26.1,{"v":21,"d":"21.0"},19.59,0.0721,0.14,13.91]
["February",13,"6PM to 7PM",18,"February 13, 2019 18:00","2019-02-13T18:00:00",66.9,48.3,{"v":28,"d":"28.0"},{"v":23,"d":"23.0"},19.65,0.0722,0.15,13.89]
["February",13,"7PM to 8PM",19,"February 13, 2019 19:00","2019-02-13T19:00:00",{"v":64,"d":"64.0"},47.3,28.9,{"v":24,"d":"24.0"},19.11,0.0726,0.16,13.82]
["February",13,"8PM to 9PM",20,"February 13, 2019 20:00","2019-02-13T20:00:00",{"v":63,"d":"63.0"},47.2,{"v":30,"d":"30.0"},25.2,19.04,0.0728,0.16,13.79]
["February",13,"9PM to 10PM",21,"February 13, 2019 21:00","2019-02-13T21:00:00",{"v":63,"d":"63.0"},47.9,{"v":32,"d":"32.0"},27.6,19.41,0.0728,0.18,{"v":13.8,"d":"13.80"}]
["February",13,"10PM to 11PM",22,"February 13, 2019 22:00","2019-02-13T22:00:00",60.1,47.6,35.1,31.3,19.28,0.0731,{"v":0.2,"d":"0.20"},13.74]
["February",13,"11PM to 12AM",23,"February 13, 2019 23:00","2019-02-13T23:00:00",{"v":63,"d":"63.0"},46.8,28.9,{"v":24,"d":"24.0"},18.84,0.0728,0.16,13.79]
["February",14,"12AM to 1AM",0,"February 14, 2019 0:00","2019-02-14",{"v":59,"d":"59.0"},45.7,30.9,26.3,18.25,0.0733,0.17,13.69]
["February",14,"1AM to 2AM",1,"February 14, 2019 1:00","2019-02-14T01:00:00",57.9,{"v":47,"d":"47.0"},{"v":36,"d":"36.0"},32.4,18.94,0.0734,0.21,13.68]
["February",14,"2AM to 3AM",2,"February 14, 2019 2:00","2019-02-14T02:00:00",{"v":61,"d":"61.0"},49.9,39.9,37.9,20.53,{"v":0.073,"d":"0.0730"},0.25,13.78]
["February",14,"3AM to 4AM",3,"February 14, 2019 3:00","2019-02-14T03:00:00",55.9,49.5,44.1,44.5,20.34,0.0736,0.29,13.67]
["February",14,"4AM to 5AM",4,"February 14, 2019 4:00","2019-02-14T04:00:00",53.1,50.2,{"v":48,"d":"48.0"},51.8,20.77,{"v":0.074,"d":"0.0740"},0.34,13.61]
["February",14,"5AM to 6AM",5,"February 14, 2019 5:00","2019-02-14T05:00:00",{"v":52,"d":"52.0"},49.8,{"v":48,"d":"48.0"},51.8,20.51,0.0742,0.34,13.58]
["February",14,"6AM to 7AM",6,"February 14, 2019 6:00","2019-02-14T06:00:00",51.1,49.4,{"v":48,"d":"48.0"},51.8,20.29,0.0743,0.34,13.56]
["February",14,"7AM to 8AM",7,"February 14, 2019 7:00","2019-02-14T07:00:00",51.1,49.9,48.9,53.6,20.57,0.0743,0.35,13.57]
["February",14,"8AM to 9AM",8,"February 14, 2019 8:00","2019-02-14T08:00:00",{"v":52,"d":"52.0"},50.3,48.9,53.6,20.78,0.0741,0.35,13.59]
["February",14,"9AM to 10AM",9,"February 14, 2019 9:00","2019-02-14T09:00:00",{"v":52,"d":"52.0"},50.8,{"v":50,"d":"50.0"},55.9,21.13,0.0741,0.36,{"v":13.6,"d":"13.60"}]
["February",14,"10AM to 11AM",10,"February 14, 2019 10:00","2019-02-14T10:00:00",{"v":54,"d":"54.0"},52.3,51.1,58.2,21.97,0.0738,0.38,13.66]
["February",14,"11AM to 12PM",11,"February 14, 2019 11:00","2019-02-14T11:00:00",{"v":55,"d":"55.0"},52.7,51.1,58.2,22.23,0.0737,0.38,13.69]
["February",14,"12PM to 1PM",12,"February 14, 2019 12:00","2019-02-14T12:00:00",57.9,53.9,51.1,58.2,22.94,0.0733,0.38,13.76]
["February",14,"1PM to 2PM",13,"February 14, 2019 13:00","2019-02-14T13:00:00",60.1,54.2,{"v":50,"d":"50.0"},55.9,{"v":23.1,"d":"23.10"},{"v":0.073,"d":"0.0730"},0.36,13.81]
["February",14,"2PM to 3PM",14,"February 14, 2019 14:00","2019-02-14T14:00:00",60.1,54.2,{"v":50,"d":"50.0"},55.9,{"v":23.1,"d":"23.10"},{"v":0.073,"d":"0.0730"},0.36,13.81]
["February",14,"3PM to 4PM",15,"February 14, 2019 15:00","2019-02-14T15:00:00",{"v":61,"d":"61.0"},53.5,{"v":48,"d":"48.0"},51.8,{"v":22.7,"d":"22.70"},0.0729,0.34,13.82]
["February",14,"4PM to 5PM",16,"February 14, 2019 16:00","2019-02-14T16:00:00",{"v":61,"d":"61.0"},{"v":54,"d":"54.0"},48.9,53.6,22.98,0.0729,0.35,13.83]
["February",14,"5PM to 6PM",17,"February 14, 2019 17:00","2019-02-14T17:00:00",60.1,54.2,{"v":50,"d":"50.0"},55.9,{"v":23.1,"d":"23.10"},{"v":0.073,"d":"0.0730"},0.36,13.81]
["February",14,"6PM to 7PM",18,"February 14, 2019 18:00","2019-02-14T18:00:00",57.9,53.3,{"v":50,"d":"50.0"},55.9,22.58,0.0733,0.36,13.75]
["February",14,"7PM to 8PM",19,"February 14, 2019 19:00","2019-02-14T19:00:00",{"v":57,"d":"57.0"},52.9,{"v":50,"d":"50.0"},55.9,22.36,0.0734,0.36,13.73]
["February",14,"8PM to 9PM",20,"February 14, 2019 20:00","2019-02-14T20:00:00",55.9,52.5,{"v":50,"d":"50.0"},55.9,22.09,0.0736,0.36,{"v":13.7,"d":"13.70"}]
["February",14,"9PM to 10PM",21,"February 14, 2019 21:00","2019-02-14T21:00:00",55.9,53.1,51.1,58.2,22.45,0.0735,0.38,13.71]
["February",14,"10PM to 11PM",22,"February 14, 2019 22:00","2019-02-14T22:00:00",{"v":55,"d":"55.0"},52.7,51.1,58.2,22.23,0.0737,0.38,13.69]
["February",14,"11PM to 12AM",23,"February 14, 2019 23:00","2019-02-14T23:00:00",48.9,46.8,{"v":45,"d":"45.0"},46.1,18.88,0.0746,{"v":0.3,"d":"0.30"},13.49]
["February",15,"12AM to 1AM",0,"February 15, 2019 0:00","2019-02-15",48.9,47.4,{"v":46,"d":"46.0"},48.1,19.18,0.0746,0.31,13.49]
["February",15,"1AM to 2AM",1,"February 15, 2019 1:00","2019-02-15T01:00:00",48.9,47.4,{"v":46,"d":"46.0"},48.1,19.18,0.0746,0.31,13.49]
["February",15,"2AM to 3AM",2,"February 15, 2019 2:00","2019-02-15T02:00:00",{"v":48,"d":"48.0"},46.4,{"v":45,"d":"45.0"},46.1,18.66,0.0748,{"v":0.3,"d":"0.30"},13.46]
["February",15,"3AM to 4AM",3,"February 15, 2019 3:00","2019-02-15T03:00:00",48.9,45.8,{"v":43,"d":"43.0"},42.7,18.35,0.0747,0.28,13.48]
["February",15,"4AM to 5AM",4,"February 15, 2019 4:00","2019-02-15T04:00:00",48.9,45.4,42.1,41.2,18.12,0.0747,0.27,13.47]
["February",15,"5AM to 6AM",5,"February 15, 2019 5:00","2019-02-15T05:00:00",48.9,42.7,{"v":36,"d":"36.0"},32.4,16.76,0.0747,0.21,13.44]
["February",15,"6AM to 7AM",6,"February 15, 2019 6:00","2019-02-15T06:00:00",46.9,41.4,35.1,31.3,{"v":16.1,"d":"16.10"},{"v":0.075,"d":"0.0750"},{"v":0.2,"d":"0.20"},13.39]
["February",15,"7AM to 8AM",7,"February 15, 2019 7:00","2019-02-15T07:00:00",{"v":45,"d":"45.0"},41.2,{"v":37,"d":"37.0"},33.8,16.02,0.0753,0.22,13.34]
["February",15,"8AM to 9AM",8,"February 15, 2019 8:00","2019-02-15T08:00:00",48.9,42.7,{"v":36,"d":"36.0"},32.4,16.76,0.0747,0.21,13.44]
["February",15,"9AM to 10AM",9,{"$f":"A1097&\" \"&B1097&\", \"&$D$5&\" \"&D1097&\":00\"","v":"February 15, 2019 9:00"},{"$f":"DATEVALUE(E1097)+TIMEVALUE(E1097)","v":"2019-02-15T09:00:00"},{"v":50,"d":"50.0"},43.2,{"v":36,"d":"36.0"},32.4,17.02,0.0746,0.21,13.47]
["February",15,"10AM to 11AM",{"$f":"IF(D1097+1>23,0,D1097+1)","v":10},"February 15, 2019 10:00","2019-02-15T10:00:00",51.1,{"v":43,"d":"43.0"},{"v":34,"d":"34.0"},29.9,{"v":16.9,"d":"16.90"},0.0744,{"v":0.2,"d":"0.20"},13.49]
["February",15,"11AM to 12PM",11,"February 15, 2019 11:00","2019-02-15T11:00:00",{"v":50,"d":"50.0"},42.9,35.1,31.3,16.84,0.0746,{"v":0.2,"d":"0.20"},13.47]
["February",15,"12PM to 1PM",12,"February 15, 2019 12:00","2019-02-15T12:00:00",{"v":50,"d":"50.0"},43.7,{"v":37,"d":"37.0"},33.8,17.24,0.0746,0.22,13.48]
["February",15,"1PM to 2PM",13,"February 15, 2019 13:00","2019-02-15T13:00:00",{"v":52,"d":"52.0"},44.2,{"v":36,"d":"36.0"},32.4,{"v":17.5,"d":"17.50"},0.0743,0.21,13.52]
["February",15,"2PM to 3PM",14,"February 15, 2019 14:00","2019-02-15T14:00:00",53.1,44.4,35.1,31.3,17.58,0.0741,{"v":0.2,"d":"0.20"},13.55]
["February",15,"3PM to 4PM",15,"February 15, 2019 15:00","2019-02-15T15:00:00",{"v":55,"d":"55.0"},45.3,35.1,31.3,18.06,0.0738,{"v":0.2,"d":"0.20"},{"v":13.6,"d":"13.60"}]
["February",15,"4PM to 5PM",16,"February 15, 2019 16:00","2019-02-15T16:00:00",55.9,46.8,37.9,35.1,18.87,0.0737,0.23,13.64]
["February",15,"5PM to 6PM",17,"February 15, 2019 17:00","2019-02-15T17:00:00",53.1,46.3,39.9,37.9,18.61,0.0741,0.25,13.57]
["February",15,"6PM to 7PM",18,"February 15, 2019 18:00","2019-02-15T18:00:00",{"v":52,"d":"52.0"},45.8,39.9,37.9,18.35,0.0742,0.25,13.54]
["February",15,"7PM to 8PM",19,"February 15, 2019 19:00","2019-02-15T19:00:00",{"v":50,"d":"50.0"},44.9,39.9,37.9,17.87,0.0745,0.25,13.49]
["February",15,"8PM to 9PM",20,"February 15, 2019 20:00","2019-02-15T20:00:00",48.9,44.4,39.9,37.9,17.61,0.0747,0.25,13.46]
["February",15,"9PM to 10PM",21,"February 15, 2019 21:00","2019-02-15T21:00:00",{"v":46,"d":"46.0"},43.5,{"v":41,"d":"41.0"},39.5,17.16,0.0751,0.26,13.39]
["February",15,"10PM to 11PM",22,"February 15, 2019 22:00","2019-02-15T22:00:00",44.1,{"v":42,"d":"42.0"},39.9,37.9,16.43,0.0754,0.25,13.33]
["February",15,"11PM to 12AM",23,"February 15, 2019 23:00","2019-02-15T23:00:00",{"v":45,"d":"45.0"},{"v":43,"d":"43.0"},{"v":41,"d":"41.0"},39.5,{"v":16.9,"d":"16.90"},0.0753,0.26,13.36]
["February",16,"12AM to 1AM",0,"February 16, 2019 0:00","2019-02-16",42.1,40.6,{"v":39,"d":"39.0"},36.6,15.75,0.0757,0.24,13.28]
["February",16,"1AM to 2AM",1,"February 16, 2019 1:00","2019-02-16T01:00:00",42.1,{"v":41,"d":"41.0"},39.9,37.9,15.95,0.0757,0.25,13.28]
["February",16,"2AM to 3AM",2,"February 16, 2019 2:00","2019-02-16T02:00:00",{"v":41,"d":"41.0"},{"v":40,"d":"40.0"},{"v":39,"d":"39.0"},36.6,15.48,0.0759,0.24,13.25]
["February",16,"3AM to 4AM",3,"February 16, 2019 3:00","2019-02-16T03:00:00",39.9,{"v":39,"d":"39.0"},37.9,35.1,14.99,0.0761,0.23,13.21]
["February",16,"4AM to 5AM",4,"February 16, 2019 4:00","2019-02-16T04:00:00",{"v":39,"d":"39.0"},38.1,{"v":37,"d":"37.0"},33.8,14.58,0.0762,0.22,13.19]
["February",16,"5AM to 6AM",5,"February 16, 2019 5:00","2019-02-16T05:00:00",{"v":39,"d":"39.0"},38.1,{"v":37,"d":"37.0"},33.8,14.58,0.0762,0.22,13.19]
["February",16,"6AM to 7AM",6,"February 16, 2019 6:00","2019-02-16T06:00:00",37.9,{"v":37,"d":"37.0"},{"v":36,"d":"36.0"},32.4,{"v":14.1,"d":"14.10"},0.0764,0.21,13.15]
["February",16,"7AM to 8AM",7,"February 16, 2019 7:00","2019-02-16T07:00:00",{"v":39,"d":"39.0"},37.6,{"v":36,"d":"36.0"},32.4,14.36,0.0762,0.21,13.18]
["February",16,"8AM to 9AM",8,"February 16, 2019 8:00","2019-02-16T08:00:00",{"v":43,"d":"43.0"},40.2,{"v":37,"d":"37.0"},33.8,15.54,0.0756,0.22,13.29]
["February",16,"9AM to 10AM",9,"February 16, 2019 9:00","2019-02-16T09:00:00",{"v":50,"d":"50.0"},42.1,33.1,28.9,16.47,0.0746,0.19,13.46]
["February",16,"10AM to 11AM",10,"February 16, 2019 10:00","2019-02-16T10:00:00",{"v":52,"d":"52.0"},43.4,{"v":34,"d":"34.0"},29.9,17.11,0.0743,{"v":0.2,"d":"0.20"},13.52]
["February",16,"11AM to 12PM",11,"February 16, 2019 11:00","2019-02-16T11:00:00",{"v":55,"d":"55.0"},45.6,{"v":36,"d":"36.0"},32.4,18.24,0.0738,0.21,13.61]
["February",16,"12PM to 1PM",12,"February 16, 2019 12:00","2019-02-16T12:00:00",60.1,46.9,33.1,28.9,18.91,0.0731,0.19,13.73]
["February",16,"1PM to 2PM",13,"February 16, 2019 13:00","2019-02-16T13:00:00",{"v":61,"d":"61.0"},46.6,30.9,26.3,18.73,{"v":0.073,"d":"0.0730"},0.17,13.74]
["February",16,"2PM to 3PM",14,"February 16, 2019 14:00","2019-02-16T14:00:00",{"v":63,"d":"63.0"},46.5,{"v":28,"d":"28.0"},{"v":23,"d":"23.0"},18.69,0.0728,0.15,13.79]
["February",16,"3PM to 4PM",15,"February 16, 2019 15:00","2019-02-16T15:00:00",{"v":63,"d":"63.0"},46.8,28.9,{"v":24,"d":"24.0"},18.84,0.0728,0.16,13.79]
["February",16,"4PM to 5PM",16,"February 16, 2019 16:00","2019-02-16T16:00:00",{"v":64,"d":"64.0"},46.7,{"v":27,"d":"27.0"},21.9,18.78,0.0726,0.14,13.81]
["February",16,"5PM to 6PM",17,"February 16, 2019 17:00","2019-02-16T17:00:00",{"v":63,"d":"63.0"},45.6,{"v":25,"d":"25.0"},19.9,18.21,0.0728,0.13,13.78]
["February",16,"6PM to 7PM",18,"February 16, 2019 18:00","2019-02-16T18:00:00",{"v":61,"d":"61.0"},44.7,{"v":25,"d":"25.0"},19.9,17.73,0.0731,0.13,13.72]
["February",16,"7PM to 8PM",19,"February 16, 2019 19:00","2019-02-16T19:00:00",60.1,43.7,{"v":23,"d":"23.0"},18.1,17.24,0.0732,0.12,13.69]
["February",16,"8PM to 9PM",20,"February 16, 2019 20:00","2019-02-16T20:00:00",{"v":59,"d":"59.0"},44.1,26.1,{"v":21,"d":"21.0"},17.42,0.0733,0.14,13.67]
["February",16,"9PM to 10PM",21,"February 16, 2019 21:00","2019-02-16T21:00:00",57.9,43.5,26.1,{"v":21,"d":"21.0"},17.16,0.0735,0.14,13.65]
["February",16,"10PM to 11PM",22,"February 16, 2019 22:00","2019-02-16T22:00:00",{"v":59,"d":"59.0"},{"v":45,"d":"45.0"},28.9,{"v":24,"d":"24.0"},17.89,0.0733,0.16,13.68]
["February",16,"11PM to 12AM",23,"February 16, 2019 23:00","2019-02-16T23:00:00",{"v":55,"d":"55.0"},44.9,{"v":34,"d":"34.0"},29.9,17.85,0.0739,{"v":0.2,"d":"0.20"},{"v":13.6,"d":"13.60"}]
["February",17,"12AM to 1AM",0,"February 17, 2019 0:00","2019-02-17",{"v":46,"d":"46.0"},{"v":43,"d":"43.0"},39.9,37.9,16.91,0.0751,0.25,13.38]
["February",17,"1AM to 2AM",1,"February 17, 2019 1:00","2019-02-17T01:00:00",{"v":45,"d":"45.0"},{"v":43,"d":"43.0"},{"v":41,"d":"41.0"},39.5,{"v":16.9,"d":"16.90"},0.0753,0.26,13.36]
["February",17,"2AM to 3AM",2,"February 17, 2019 2:00","2019-02-17T02:00:00",46.9,42.6,37.9,35.1,16.69,{"v":0.075,"d":"0.0750"},0.23,{"v":13.4,"d":"13.40"}]
["February",17,"3AM to 4AM",3,"February 17, 2019 3:00","2019-02-17T03:00:00",46.9,41.4,35.1,31.3,{"v":16.1,"d":"16.10"},{"v":0.075,"d":"0.0750"},{"v":0.2,"d":"0.20"},13.39]
["February",17,"4AM to 5AM",4,"February 17, 2019 4:00","2019-02-17T04:00:00",46.9,41.4,35.1,31.3,{"v":16.1,"d":"16.10"},{"v":0.075,"d":"0.0750"},{"v":0.2,"d":"0.20"},13.39]
["February",17,"5AM to 6AM",5,"February 17, 2019 5:00","2019-02-17T05:00:00",46.9,40.6,33.1,28.9,15.73,{"v":0.075,"d":"0.0750"},0.19,13.38]
["February",17,"6AM to 7AM",6,"February 17, 2019 6:00","2019-02-17T06:00:00",{"v":45,"d":"45.0"},36.5,{"v":25,"d":"25.0"},19.9,13.87,0.0754,0.13,{"v":13.3,"d":"13.30"}]
["February",17,"7AM to 8AM",7,"February 17, 2019 7:00","2019-02-17T07:00:00",{"v":43,"d":"43.0"},35.5,{"v":25,"d":"25.0"},19.9,13.39,0.0757,0.13,13.25]
["February",17,"8AM to 9AM",8,"February 17, 2019 8:00","2019-02-17T08:00:00",{"v":46,"d":"46.0"},36.8,24.1,19.1,{"v":14,"d":"14.00"},0.0752,0.12,13.33]
["February",17,"9AM to 10AM",9,"February 17, 2019 9:00","2019-02-17T09:00:00",48.9,39.3,{"v":27,"d":"27.0"},21.9,15.13,0.0748,0.14,13.41]
["February",17,"10AM to 11AM",10,"February 17, 2019 10:00","2019-02-17T10:00:00",51.1,40.1,26.1,{"v":21,"d":"21.0"},15.51,0.0745,0.14,13.47]
["February",17,"11AM to 12PM",11,"February 17, 2019 11:00","2019-02-17T11:00:00",{"v":54,"d":"54.0"},41.6,26.1,{"v":21,"d":"21.0"},{"v":16.2,"d":"16.20"},0.0741,0.14,13.54]
["February",17,"12PM to 1PM",12,"February 17, 2019 12:00","2019-02-17T12:00:00",{"v":54,"d":"54.0"},41.3,{"v":25,"d":"25.0"},19.9,16.04,0.0741,0.13,13.54]
["February",17,"1PM to 2PM",13,"February 17, 2019 13:00","2019-02-17T13:00:00",55.9,41.7,{"v":23,"d":"23.0"},18.1,16.24,0.0738,0.12,13.58]
["February",17,"2PM to 3PM",14,"February 17, 2019 14:00","2019-02-17T14:00:00",57.9,42.4,21.9,17.2,16.58,0.0735,0.11,13.63]
["February",17,"3PM to 4PM",15,"February 17, 2019 15:00","2019-02-17T15:00:00",57.9,42.2,{"v":21,"d":"21.0"},16.5,16.46,0.0735,0.11,13.63]
["February",17,"4PM to 5PM",16,"February 17, 2019 16:00","2019-02-17T16:00:00",{"v":57,"d":"57.0"},41.4,19.9,15.6,16.12,0.0737,{"v":0.1,"d":"0.10"},13.61]
["February",17,"5PM to 6PM",17,"February 17, 2019 17:00","2019-02-17T17:00:00",{"v":57,"d":"57.0"},41.9,21.9,17.2,16.36,0.0737,0.11,13.61]
["February",17,"6PM to 7PM",18,"February 17, 2019 18:00","2019-02-17T18:00:00",{"v":54,"d":"54.0"},41.3,{"v":25,"d":"25.0"},19.9,16.04,0.0741,0.13,13.54]
["February",17,"7PM to 8PM",19,"February 17, 2019 19:00","2019-02-17T19:00:00",51.1,40.4,{"v":27,"d":"27.0"},21.9,15.65,0.0745,0.14,13.47]
["February",17,"8PM to 9PM",20,"February 17, 2019 20:00","2019-02-17T20:00:00",48.9,38.7,{"v":25,"d":"25.0"},19.9,14.82,0.0748,0.13,13.41]
["February",17,"9PM to 10PM",21,"February 17, 2019 21:00","2019-02-17T21:00:00",{"v":45,"d":"45.0"},37.9,28.9,{"v":24,"d":"24.0"},{"v":14.5,"d":"14.50"},0.0754,0.16,13.31]
["February",17,"10PM to 11PM",22,"February 17, 2019 22:00","2019-02-17T22:00:00",{"v":43,"d":"43.0"},37.7,30.9,26.3,14.38,0.0757,0.17,13.27]
["February",17,"11PM to 12AM",23,"February 17, 2019 23:00","2019-02-17T23:00:00",{"v":41,"d":"41.0"},37.5,33.1,28.9,14.29,0.0759,0.19,13.22]
["February",18,"12AM to 1AM",0,"February 18, 2019 0:00","2019-02-18",39.9,37.3,{"v":34,"d":"34.0"},29.9,{"v":14.2,"d":"14.20"},0.0761,{"v":0.2,"d":"0.20"},{"v":13.2,"d":"13.20"}]
["February",18,"1AM to 2AM",1,{"$f":"A1161&\" \"&B1161&\", \"&$D$5&\" \"&D1161&\":00\"","v":"February 18, 2019 1:00"},{"$f":"DATEVALUE(E1161)+TIMEVALUE(E1161)","v":"2019-02-18T01:00:00"},39.9,36.9,33.1,28.9,14.03,0.0761,0.19,{"v":13.2,"d":"13.20"}]
["February",18,"2AM to 3AM",{"$f":"IF(D1161+1>23,0,D1161+1)","v":2},"February 18, 2019 2:00","2019-02-18T02:00:00",37.9,35.8,33.1,28.9,13.55,0.0764,0.19,13.14]
["February",18,"3AM to 4AM",3,"February 18, 2019 3:00","2019-02-18T03:00:00",{"v":39,"d":"39.0"},36.4,33.1,28.9,13.82,0.0762,0.19,13.17]
["February",18,"4AM to 5AM",4,"February 18, 2019 4:00","2019-02-18T04:00:00",{"v":39,"d":"39.0"},36.4,33.1,28.9,13.82,0.0762,0.19,13.17]
["February",18,"5AM to 6AM",5,"February 18, 2019 5:00","2019-02-18T05:00:00",{"v":37,"d":"37.0"},34.9,{"v":32,"d":"32.0"},27.6,13.15,0.0765,0.18,13.12]
["February",18,"6AM to 7AM",6,"February 18, 2019 6:00","2019-02-18T06:00:00",37.9,34.9,30.9,26.3,13.16,0.0764,0.17,13.14]
["February",18,"7AM to 8AM",7,"February 18, 2019 7:00","2019-02-18T07:00:00",{"v":36,"d":"36.0"},34.3,{"v":32,"d":"32.0"},27.6,12.89,0.0767,0.18,13.09]
["February",18,"8AM to 9AM",8,"February 18, 2019 8:00","2019-02-18T08:00:00",42.1,38.4,{"v":34,"d":"34.0"},29.9,14.72,0.0758,{"v":0.2,"d":"0.20"},13.26]
["February",18,"9AM to 10AM",9,"February 18, 2019 9:00","2019-02-18T09:00:00",46.9,40.9,{"v":34,"d":"34.0"},29.9,{"v":15.9,"d":"15.90"},{"v":0.075,"d":"0.0750"},{"v":0.2,"d":"0.20"},13.38]
["February",18,"10AM to 11AM",10,"February 18, 2019 10:00","2019-02-18T10:00:00",51.1,42.3,{"v":32,"d":"32.0"},27.6,16.54,0.0744,0.18,13.49]
["February",18,"11AM to 12PM",11,"February 18, 2019 11:00","2019-02-18T11:00:00",{"v":55,"d":"55.0"},43.5,{"v":30,"d":"30.0"},25.2,17.12,0.0739,0.16,13.58]
["February",18,"12PM to 1PM",12,"February 18, 2019 12:00","2019-02-18T12:00:00",57.9,43.2,{"v":25,"d":"25.0"},19.9,{"v":17,"d":"17.00"},0.0735,0.13,13.64]
["February",18,"1PM to 2PM",13,"February 18, 2019 13:00","2019-02-18T13:00:00",{"v":59,"d":"59.0"},43.5,24.1,19.1,17.13,0.0734,0.12,13.67]
["February",18,"2PM to 3PM",14,"February 18, 2019 14:00","2019-02-18T14:00:00",60.1,43.7,{"v":23,"d":"23.0"},18.1,17.24,0.0732,0.12,13.69]
["February",18,"3PM to 4PM",15,"February 18, 2019 15:00","2019-02-18T15:00:00",{"v":61,"d":"61.0"},44.7,{"v":25,"d":"25.0"},19.9,17.73,0.0731,0.13,13.72]
["February",18,"4PM to 5PM",16,"February 18, 2019 16:00","2019-02-18T16:00:00",60.1,43.4,21.9,17.2,{"v":17.1,"d":"17.10"},0.0732,0.11,13.69]
["February",18,"5PM to 6PM",17,"February 18, 2019 17:00","2019-02-18T17:00:00",{"v":59,"d":"59.0"},42.9,21.9,17.2,16.84,0.0734,0.11,13.66]
["February",18,"6PM to 7PM",18,"February 18, 2019 18:00","2019-02-18T18:00:00",55.9,42.3,{"v":25,"d":"25.0"},19.9,16.52,0.0738,0.13,13.59]
["February",18,"7PM to 8PM",19,"February 18, 2019 19:00","2019-02-18T19:00:00",55.9,42.6,26.1,{"v":21,"d":"21.0"},16.68,0.0738,0.14,13.59]
["February",18,"8PM to 9PM",20,"February 18, 2019 20:00","2019-02-18T20:00:00",{"v":50,"d":"50.0"},40.6,28.9,{"v":24,"d":"24.0"},15.71,0.0746,0.16,13.45]
["February",18,"9PM to 10PM",21,"February 18, 2019 21:00","2019-02-18T21:00:00",46.9,40.2,{"v":32,"d":"32.0"},27.6,15.54,0.0751,0.18,13.38]
["February",18,"10PM to 11PM",22,"February 18, 2019 22:00","2019-02-18T22:00:00",44.1,38.7,{"v":32,"d":"32.0"},27.6,14.84,0.0755,0.18,{"v":13.3,"d":"13.30"}]
["February",18,"11PM to 12AM",23,"February 18, 2019 23:00","2019-02-18T23:00:00",42.1,37.6,{"v":32,"d":"32.0"},27.6,14.37,0.0758,0.18,13.25]
["February",19,"12AM to 1AM",0,"February 19, 2019 0:00","2019-02-19",39.9,{"v":36,"d":"36.0"},30.9,26.3,13.64,0.0761,0.17,13.19]
["February",19,"1AM to 2AM",1,"February 19, 2019 1:00","2019-02-19T01:00:00",{"v":39,"d":"39.0"},{"v":36,"d":"36.0"},{"v":32,"d":"32.0"},27.6,13.63,0.0762,0.18,13.17]
["February",19,"2AM to 3AM",2,"February 19, 2019 2:00","2019-02-19T02:00:00",39.9,36.5,{"v":32,"d":"32.0"},27.6,13.84,0.0761,0.18,13.19]
["February",19,"3AM to 4AM",3,"February 19, 2019 3:00","2019-02-19T03:00:00",{"v":39,"d":"39.0"},{"v":36,"d":"36.0"},{"v":32,"d":"32.0"},27.6,13.63,0.0762,0.18,13.17]
["February",19,"4AM to 5AM",4,"February 19, 2019 4:00","2019-02-19T04:00:00",{"v":37,"d":"37.0"},34.4,30.9,26.3,12.94,0.0766,0.17,13.11]
["February",19,"5AM to 6AM",5,"February 19, 2019 5:00","2019-02-19T05:00:00",{"v":34,"d":"34.0"},32.7,30.9,26.3,{"v":12.2,"d":"12.20"},{"v":0.077,"d":"0.0770"},0.17,13.03]
["February",19,"6AM to 7AM",6,"February 19, 2019 6:00","2019-02-19T06:00:00",{"v":34,"d":"34.0"},32.3,{"v":30,"d":"30.0"},25.2,12.04,{"v":0.077,"d":"0.0770"},0.16,13.03]
["February",19,"7AM to 8AM",7,"February 19, 2019 7:00","2019-02-19T07:00:00",37.9,35.4,{"v":32,"d":"32.0"},27.6,13.36,0.0764,0.18,13.14]
["February",19,"8AM to 9AM",8,"February 19, 2019 8:00","2019-02-19T08:00:00",{"v":43,"d":"43.0"},38.1,{"v":32,"d":"32.0"},27.6,14.58,0.0756,0.18,13.27]
["February",19,"9AM to 10AM",9,"February 19, 2019 9:00","2019-02-19T09:00:00",48.9,40.4,{"v":30,"d":"30.0"},25.2,15.64,0.0748,0.16,13.42]
["February",19,"10AM to 11AM",10,"February 19, 2019 10:00","2019-02-19T10:00:00",{"v":55,"d":"55.0"},42.4,{"v":27,"d":"27.0"},21.9,{"v":16.6,"d":"16.60"},0.0739,0.14,13.57]
["February",19,"11AM to 12PM",11,"February 19, 2019 11:00","2019-02-19T11:00:00",57.9,43.8,{"v":27,"d":"27.0"},21.9,{"v":17.3,"d":"17.30"},0.0735,0.14,13.65]
["February",19,"12PM to 1PM",12,"February 19, 2019 12:00","2019-02-19T12:00:00",{"v":59,"d":"59.0"},{"v":45,"d":"45.0"},28.9,{"v":24,"d":"24.0"},17.89,0.0733,0.16,13.68]
["February",19,"1PM to 2PM",13,"February 19, 2019 13:00","2019-02-19T13:00:00",62.1,45.8,{"v":27,"d":"27.0"},21.9,{"v":18.3,"d":"18.30"},0.0729,0.14,13.76]
["February",19,"2PM to 3PM",14,"February 19, 2019 14:00","2019-02-19T14:00:00",{"v":63,"d":"63.0"},45.4,24.1,19.1,18.08,0.0728,0.12,13.77]
["February",19,"3PM to 4PM",15,"February 19, 2019 15:00","2019-02-19T15:00:00",{"v":64,"d":"64.0"},45.9,24.1,19.1,18.34,0.0727,0.12,{"v":13.8,"d":"13.80"}]
["February",19,"4PM to 5PM",16,"February 19, 2019 16:00","2019-02-19T16:00:00",{"v":64,"d":"64.0"},45.3,21.9,17.2,18.05,0.0727,0.11,{"v":13.8,"d":"13.80"}]
["February",19,"5PM to 6PM",17,"February 19, 2019 17:00","2019-02-19T17:00:00",62.1,44.4,21.9,17.2,17.58,0.0729,0.11,13.74]
["February",19,"6PM to 7PM",18,"February 19, 2019 18:00","2019-02-19T18:00:00",60.1,43.7,{"v":23,"d":"23.0"},18.1,17.24,0.0732,0.12,13.69]
["February",19,"7PM to 8PM",19,"February 19, 2019 19:00","2019-02-19T19:00:00",57.9,43.5,26.1,{"v":21,"d":"21.0"},17.16,0.0735,0.14,13.65]
["February",19,"8PM to 9PM",20,"February 19, 2019 20:00","2019-02-19T20:00:00",{"v":52,"d":"52.0"},{"v":42,"d":"42.0"},{"v":30,"d":"30.0"},25.2,16.38,0.0743,0.16,{"v":13.5,"d":"13.50"}]
["February",19,"9PM to 10PM",21,"February 19, 2019 21:00","2019-02-19T21:00:00",{"v":50,"d":"50.0"},41.3,30.9,26.3,16.07,0.0746,0.17,13.45]
["February",19,"10PM to 11PM",22,"February 19, 2019 22:00","2019-02-19T22:00:00",{"v":45,"d":"45.0"},39.2,{"v":32,"d":"32.0"},27.6,15.06,0.0753,0.18,13.32]
["February",19,"11PM to 12AM",23,"February 19, 2019 23:00","2019-02-19T23:00:00",{"v":46,"d":"46.0"},39.3,30.9,26.3,15.11,0.0752,0.17,13.35]
["February",20,"12AM to 1AM",0,"February 20, 2019 0:00","2019-02-20",42.1,38.1,33.1,28.9,14.56,0.0758,0.19,13.25]
["February",20,"1AM to 2AM",1,"February 20, 2019 1:00","2019-02-20T01:00:00",42.1,38.1,33.1,28.9,14.56,0.0758,0.19,13.25]
["February",20,"2AM to 3AM",2,"February 20, 2019 2:00","2019-02-20T02:00:00",{"v":41,"d":"41.0"},37.5,33.1,28.9,14.29,0.0759,0.19,13.22]
["February",20,"3AM to 4AM",3,"February 20, 2019 3:00","2019-02-20T03:00:00",{"v":41,"d":"41.0"},37.5,33.1,28.9,14.29,0.0759,0.19,13.22]
["February",20,"4AM to 5AM",4,"February 20, 2019 4:00","2019-02-20T04:00:00",{"v":39,"d":"39.0"},{"v":36,"d":"36.0"},{"v":32,"d":"32.0"},27.6,13.63,0.0762,0.18,13.17]
["February",20,"5AM to 6AM",5,"February 20, 2019 5:00","2019-02-20T05:00:00",{"v":39,"d":"39.0"},{"v":36,"d":"36.0"},{"v":32,"d":"32.0"},27.6,13.63,0.0762,0.18,13.17]
["February",20,"6AM to 7AM",6,"February 20, 2019 6:00","2019-02-20T06:00:00",37.9,35.4,{"v":32,"d":"32.0"},27.6,13.36,0.0764,0.18,13.14]
["February",20,"7AM to 8AM",7,"February 20, 2019 7:00","2019-02-20T07:00:00",{"v":41,"d":"41.0"},37.1,{"v":32,"d":"32.0"},27.6,{"v":14.1,"d":"14.10"},0.0759,0.18,13.22]
["February",20,"8AM to 9AM",8,"February 20, 2019 8:00","2019-02-20T08:00:00",{"v":46,"d":"46.0"},39.7,{"v":32,"d":"32.0"},27.6,15.32,0.0752,0.18,13.35]
["February",20,"9AM to 10AM",9,"February 20, 2019 9:00","2019-02-20T09:00:00",53.1,43.2,{"v":32,"d":"32.0"},27.6,17.02,0.0742,0.18,13.54]
["February",20,"10AM to 11AM",10,"February 20, 2019 10:00","2019-02-20T10:00:00",55.9,44.6,{"v":32,"d":"32.0"},27.6,17.72,0.0737,0.18,13.61]
["February",20,"11AM to 12PM",11,"February 20, 2019 11:00","2019-02-20T11:00:00",{"v":59,"d":"59.0"},45.7,30.9,26.3,18.25,0.0733,0.17,13.69]
["February",20,"12PM to 1PM",12,"February 20, 2019 12:00","2019-02-20T12:00:00",62.1,45.8,{"v":27,"d":"27.0"},21.9,{"v":18.3,"d":"18.30"},0.0729,0.14,13.76]
["February",20,"1PM to 2PM",13,"February 20, 2019 13:00","2019-02-20T13:00:00",{"v":64,"d":"64.0"},46.7,{"v":27,"d":"27.0"},21.9,18.78,0.0726,0.14,13.81]
["February",20,"2PM to 3PM",14,"February 20, 2019 14:00","2019-02-20T14:00:00",64.9,46.6,{"v":25,"d":"25.0"},19.9,18.69,0.0725,0.13,13.83]
["February",20,"3PM to 4PM",15,"February 20, 2019 15:00","2019-02-20T15:00:00",{"v":66,"d":"66.0"},46.5,{"v":23,"d":"23.0"},18.1,18.67,0.0724,0.12,13.85]
["February",20,"4PM to 5PM",16,"February 20, 2019 16:00","2019-02-20T16:00:00",66.9,46.9,{"v":23,"d":"23.0"},18.1,18.89,0.0723,0.12,13.87]
["February",20,"5PM to 6PM",17,{"$f":"A1225&\" \"&B1225&\", \"&$D$5&\" \"&D1225&\":00\"","v":"February 20, 2019 17:00"},{"$f":"DATEVALUE(E1225)+TIMEVALUE(E1225)","v":"2019-02-20T17:00:00"},64.9,46.6,{"v":25,"d":"25.0"},19.9,18.69,0.0725,0.13,13.83]
["February",20,"6PM to 7PM",{"$f":"IF(D1225+1>23,0,D1225+1)","v":18},"February 20, 2019 18:00","2019-02-20T18:00:00",62.1,45.5,26.1,{"v":21,"d":"21.0"},18.16,0.0729,0.14,13.76]
["February",20,"7PM to 8PM",19,"February 20, 2019 19:00","2019-02-20T19:00:00",{"v":59,"d":"59.0"},44.7,{"v":28,"d":"28.0"},{"v":23,"d":"23.0"},17.74,0.0733,0.15,13.68]
["February",20,"8PM to 9PM",20,"February 20, 2019 20:00","2019-02-20T20:00:00",{"v":55,"d":"55.0"},43.5,{"v":30,"d":"30.0"},25.2,17.12,0.0739,0.16,13.58]
["February",20,"9PM to 10PM",21,"February 20, 2019 21:00","2019-02-20T21:00:00",{"v":54,"d":"54.0"},43.3,30.9,26.3,17.03,{"v":0.074,"d":"0.0740"},0.17,13.56]
["February",20,"10PM to 11PM",22,"February 20, 2019 22:00","2019-02-20T22:00:00",51.1,42.3,{"v":32,"d":"32.0"},27.6,16.54,0.0744,0.18,13.49]
["February",20,"11PM to 12AM",23,"February 20, 2019 23:00","2019-02-20T23:00:00",51.1,42.7,33.1,28.9,16.73,0.0744,0.19,13.49]
["February",21,"12AM to 1AM",0,"February 21, 2019 0:00","2019-02-21",{"v":50,"d":"50.0"},42.1,33.1,28.9,16.47,0.0746,0.19,13.46]
["February",21,"1AM to 2AM",1,"February 21, 2019 1:00","2019-02-21T01:00:00",48.9,41.9,{"v":34,"d":"34.0"},29.9,16.37,0.0747,{"v":0.2,"d":"0.20"},13.44]
["February",21,"2AM to 3AM",2,"February 21, 2019 2:00","2019-02-21T02:00:00",48.9,41.9,{"v":34,"d":"34.0"},29.9,16.37,0.0747,{"v":0.2,"d":"0.20"},13.44]
["February",21,"3AM to 4AM",3,"February 21, 2019 3:00","2019-02-21T03:00:00",{"v":48,"d":"48.0"},41.9,35.1,31.3,16.36,0.0749,{"v":0.2,"d":"0.20"},13.42]
["February",21,"4AM to 5AM",4,"February 21, 2019 4:00","2019-02-21T04:00:00",46.9,40.9,{"v":34,"d":"34.0"},29.9,{"v":15.9,"d":"15.90"},{"v":0.075,"d":"0.0750"},{"v":0.2,"d":"0.20"},13.38]
["February",21,"5AM to 6AM",5,"February 21, 2019 5:00","2019-02-21T05:00:00",46.9,40.2,{"v":32,"d":"32.0"},27.6,15.54,0.0751,0.18,13.38]
["February",21,"6AM to 7AM",6,"February 21, 2019 6:00","2019-02-21T06:00:00",46.9,40.9,{"v":34,"d":"34.0"},29.9,{"v":15.9,"d":"15.90"},{"v":0.075,"d":"0.0750"},{"v":0.2,"d":"0.20"},13.38]
["February",21,"7AM to 8AM",7,"February 21, 2019 7:00","2019-02-21T07:00:00",{"v":46,"d":"46.0"},41.3,{"v":36,"d":"36.0"},32.4,16.06,0.0752,0.21,13.37]
["February",21,"8AM to 9AM",8,"February 21, 2019 8:00","2019-02-21T08:00:00",51.1,43.4,35.1,31.3,{"v":17.1,"d":"17.10"},0.0744,{"v":0.2,"d":"0.20"},{"v":13.5,"d":"13.50"}]
["February",21,"9AM to 10AM",9,"February 21, 2019 9:00","2019-02-21T09:00:00",{"v":55,"d":"55.0"},43.5,{"v":30,"d":"30.0"},25.2,17.12,0.0739,0.16,13.58]
["February",21,"10AM to 11AM",10,"February 21, 2019 10:00","2019-02-21T10:00:00",60.1,44.3,{"v":25,"d":"25.0"},19.9,17.52,0.0732,0.13,{"v":13.7,"d":"13.70"}]
["February",21,"11AM to 12PM",11,"February 21, 2019 11:00","2019-02-21T11:00:00",{"v":61,"d":"61.0"},{"v":45,"d":"45.0"},26.1,{"v":21,"d":"21.0"},{"v":17.9,"d":"17.90"},0.0731,0.14,13.73]
["February",21,"12PM to 1PM",12,"February 21, 2019 12:00","2019-02-21T12:00:00",62.1,41.6,{"v":7,"d":"7.0"},8.2,16.18,{"v":0.073,"d":"0.0730"},0.05,13.72]
["February",21,"1PM to 2PM",13,"February 21, 2019 13:00","2019-02-21T13:00:00",55.9,37.4,{"v":-2,"d":"-2.0"},5.2,14.23,0.0739,0.03,13.54]
["February",21,"2PM to 3PM",14,"February 21, 2019 14:00","2019-02-21T14:00:00",55.9,36.6,{"v":-13,"d":"-13.0"},2.8,13.87,0.0739,0.02,13.54]
["February",21,"3PM to 4PM",15,"February 21, 2019 15:00","2019-02-21T15:00:00",{"v":55,"d":"55.0"},36.3,{"v":-9,"d":"-9.0"},3.5,13.76,{"v":0.074,"d":"0.0740"},0.02,13.52]
["February",21,"4PM to 5PM",16,"February 21, 2019 16:00","2019-02-21T16:00:00",53.1,36.1,{"v":1,"d":"1.0"},6.1,13.68,0.0743,0.04,13.47]
["February",21,"5PM to 6PM",17,"February 21, 2019 17:00","2019-02-21T17:00:00",{"v":52,"d":"52.0"},36.6,{"v":9,"d":"9.0"},9.1,13.89,0.0744,0.06,13.45]
["February",21,"6PM to 7PM",18,"February 21, 2019 18:00","2019-02-21T18:00:00",{"v":50,"d":"50.0"},35.8,10.9,10.1,13.56,0.0747,0.07,{"v":13.4,"d":"13.40"}]
["February",21,"7PM to 8PM",19,"February 21, 2019 19:00","2019-02-21T19:00:00",{"v":48,"d":"48.0"},35.8,{"v":16,"d":"16.0"},12.9,13.52,{"v":0.075,"d":"0.0750"},0.08,13.36]
["February",21,"8PM to 9PM",20,"February 21, 2019 20:00","2019-02-21T20:00:00",46.9,34.7,{"v":14,"d":"14.0"},11.7,13.08,0.0752,0.08,13.33]
["February",21,"9PM to 10PM",21,"February 21, 2019 21:00","2019-02-21T21:00:00",{"v":45,"d":"45.0"},33.6,{"v":14,"d":"14.0"},11.7,{"v":12.6,"d":"12.60"},0.0754,0.08,13.28]
["February",21,"10PM to 11PM",22,"February 21, 2019 22:00","2019-02-21T22:00:00",44.1,32.9,12.9,11.1,12.29,0.0756,0.07,13.25]
["February",21,"11PM to 12AM",23,"February 21, 2019 23:00","2019-02-21T23:00:00",44.1,32.3,{"v":10,"d":"10.0"},9.6,12.06,0.0756,0.06,13.25]
["February",22,"12AM to 1AM",0,"February 22, 2019 0:00","2019-02-22",42.1,30.2,{"v":9,"d":"9.0"},9.1,11.51,0.0759,0.06,13.19]
["February",22,"1AM to 2AM",1,"February 22, 2019 1:00","2019-02-22T01:00:00",{"v":41,"d":"41.0"},29.3,{"v":7,"d":"7.0"},8.2,11.11,0.0761,0.05,13.16]
["February",22,"2AM to 3AM",2,"February 22, 2019 2:00","2019-02-22T02:00:00",{"v":39,"d":"39.0"},28.4,8.1,8.7,10.71,0.0764,0.06,13.11]
["February",22,"3AM to 4AM",3,"February 22, 2019 3:00","2019-02-22T03:00:00",39.9,28.4,{"v":5,"d":"5.0"},7.4,10.73,0.0762,0.05,13.13]
["February",22,"4AM to 5AM",4,"February 22, 2019 4:00","2019-02-22T04:00:00",{"v":39,"d":"39.0"},27.9,{"v":5,"d":"5.0"},7.4,10.52,0.0764,0.05,13.11]
["February",22,"5AM to 6AM",5,"February 22, 2019 5:00","2019-02-22T05:00:00",37.9,27.3,{"v":5,"d":"5.0"},7.4,10.26,0.0765,0.05,13.08]
["February",22,"6AM to 7AM",6,"February 22, 2019 6:00","2019-02-22T06:00:00",37.9,27.3,{"v":5,"d":"5.0"},7.4,10.26,0.0765,0.05,13.08]
["February",22,"7AM to 8AM",7,"February 22, 2019 7:00","2019-02-22T07:00:00",{"v":39,"d":"39.0"},27.9,{"v":5,"d":"5.0"},7.4,10.52,0.0764,0.05,13.11]
["February",22,"8AM to 9AM",8,"February 22, 2019 8:00","2019-02-22T08:00:00",{"v":43,"d":"43.0"},30.2,6.1,7.9,11.53,0.0758,0.05,13.21]
["February",22,"9AM to 10AM",9,"February 22, 2019 9:00","2019-02-22T09:00:00",{"v":46,"d":"46.0"},32.7,{"v":5,"d":"5.0"},7.4,{"v":12.2,"d":"12.20"},0.0753,0.05,13.29]
["February",22,"10AM to 11AM",10,"February 22, 2019 10:00","2019-02-22T10:00:00",48.9,34.5,6.1,7.9,12.96,0.0749,0.05,13.37]
["February",22,"11AM to 12PM",11,"February 22, 2019 11:00","2019-02-22T11:00:00",51.1,35.8,{"v":7,"d":"7.0"},8.2,13.54,0.0746,0.05,13.43]
["February",22,"12PM to 1PM",12,"February 22, 2019 12:00","2019-02-22T12:00:00",53.1,{"v":37,"d":"37.0"},8.1,8.7,14.09,0.0743,0.06,13.48]
["February",22,"1PM to 2PM",13,"February 22, 2019 13:00","2019-02-22T13:00:00",{"v":55,"d":"55.0"},38.2,{"v":9,"d":"9.0"},9.1,14.63,{"v":0.074,"d":"0.0740"},0.06,13.53]
["February",22,"2PM to 3PM",14,"February 22, 2019 14:00","2019-02-22T14:00:00",55.9,38.9,{"v":10,"d":"10.0"},9.6,14.92,0.0739,0.06,13.56]
["February",22,"3PM to 4PM",15,"February 22, 2019 15:00","2019-02-22T15:00:00",{"v":57,"d":"57.0"},39.5,{"v":10,"d":"10.0"},9.6,15.18,0.0737,0.06,13.59]
["February",22,"4PM to 5PM",16,"February 22, 2019 16:00","2019-02-22T16:00:00",{"v":57,"d":"57.0"},39.5,{"v":10,"d":"10.0"},9.6,15.18,0.0737,0.06,13.59]
["February",22,"5PM to 6PM",17,"February 22, 2019 17:00","2019-02-22T17:00:00",{"v":55,"d":"55.0"},38.4,{"v":10,"d":"10.0"},9.6,{"v":14.7,"d":"14.70"},{"v":0.074,"d":"0.0740"},0.06,13.53]
["February",22,"6PM to 7PM",18,"February 22, 2019 18:00","2019-02-22T18:00:00",53.1,37.5,10.9,10.1,{"v":14.3,"d":"14.30"},0.0743,0.07,13.48]
["February",22,"7PM to 8PM",19,"February 22, 2019 19:00","2019-02-22T19:00:00",{"v":50,"d":"50.0"},{"v":36,"d":"36.0"},{"v":12,"d":"12.0"},10.6,13.65,0.0747,0.07,13.41]
["February",22,"8PM to 9PM",20,"February 22, 2019 20:00","2019-02-22T20:00:00",{"v":45,"d":"45.0"},34.1,{"v":16,"d":"16.0"},12.9,12.79,0.0754,0.08,13.28]
["February",22,"9PM to 10PM",21,"February 22, 2019 21:00","2019-02-22T21:00:00",{"v":45,"d":"45.0"},34.1,{"v":16,"d":"16.0"},12.9,12.79,0.0754,0.08,13.28]
["February",22,"10PM to 11PM",22,"February 22, 2019 22:00","2019-02-22T22:00:00",39.9,31.3,{"v":19,"d":"19.0"},{"v":15,"d":"15.0"},11.89,0.0762,{"v":0.1,"d":"0.10"},13.15]
["February",22,"11PM to 12AM",23,"February 22, 2019 23:00","2019-02-22T23:00:00",37.9,30.5,19.9,15.6,11.52,0.0765,{"v":0.1,"d":"0.10"},{"v":13.1,"d":"13.10"}]
["February",23,"12AM to 1AM",0,"February 23, 2019 0:00","2019-02-23",{"v":36,"d":"36.0"},29.5,19.9,15.6,11.04,0.0768,{"v":0.1,"d":"0.10"},13.05]
["February",23,"1AM to 2AM",1,"February 23, 2019 1:00","2019-02-23T01:00:00",{"v":37,"d":"37.0"},30.1,19.9,15.6,{"v":11.3,"d":"11.30"},0.0766,{"v":0.1,"d":"0.10"},13.08]
["February",23,"2AM to 3AM",2,"February 23, 2019 2:00","2019-02-23T02:00:00",{"v":34,"d":"34.0"},28.7,{"v":21,"d":"21.0"},16.5,10.69,0.0771,0.11,{"v":13,"d":"13.00"}]
["February",23,"3AM to 4AM",3,"February 23, 2019 3:00","2019-02-23T03:00:00",{"v":34,"d":"34.0"},{"v":29,"d":"29.0"},21.9,17.2,10.81,0.0771,0.11,{"v":13,"d":"13.00"}]
["February",23,"4AM to 5AM",4,"February 23, 2019 4:00","2019-02-23T04:00:00",{"v":34,"d":"34.0"},28.7,{"v":21,"d":"21.0"},16.5,10.69,0.0771,0.11,{"v":13,"d":"13.00"}]
["February",23,"5AM to 6AM",5,"February 23, 2019 5:00","2019-02-23T05:00:00",33.1,28.2,{"v":21,"d":"21.0"},16.5,10.48,0.0772,0.11,12.98]
["February",23,"6AM to 7AM",6,"February 23, 2019 6:00","2019-02-23T06:00:00",{"v":32,"d":"32.0"},27.6,{"v":21,"d":"21.0"},16.5,10.22,0.0774,0.11,12.95]
["February",23,"7AM to 8AM",7,"February 23, 2019 7:00","2019-02-23T07:00:00",{"v":32,"d":"32.0"},27.9,21.9,17.2,10.33,0.0774,0.11,12.95]
["February",23,"8AM to 9AM",8,"February 23, 2019 8:00","2019-02-23T08:00:00",{"v":39,"d":"39.0"},32.2,21.9,17.2,12.02,0.0763,0.11,13.14]
["February",23,"9AM to 10AM",9,{"$f":"A1289&\" \"&B1289&\", \"&$D$5&\" \"&D1289&\":00\"","v":"February 23, 2019 9:00"},{"$f":"DATEVALUE(E1289)+TIMEVALUE(E1289)","v":"2019-02-23T09:00:00"},46.9,36.1,19.9,15.6,13.69,0.0751,{"v":0.1,"d":"0.10"},13.34]
["February",23,"10AM to 11AM",{"$f":"IF(D1289+1>23,0,D1289+1)","v":10},"February 23, 2019 10:00","2019-02-23T10:00:00",51.1,37.9,{"v":18,"d":"18.0"},14.2,14.46,0.0745,0.09,13.44]
["February",23,"11AM to 12PM",11,"February 23, 2019 11:00","2019-02-23T11:00:00",55.9,40.4,{"v":18,"d":"18.0"},14.2,15.64,0.0738,0.09,13.57]
["February",23,"12PM to 1PM",12,"February 23, 2019 12:00","2019-02-23T12:00:00",{"v":59,"d":"59.0"},41.4,15.1,12.3,16.08,0.0734,0.08,13.65]
["February",23,"1PM to 2PM",13,"February 23, 2019 13:00","2019-02-23T13:00:00",62.1,42.7,{"v":14,"d":"14.0"},11.7,16.72,{"v":0.073,"d":"0.0730"},0.08,13.73]
["February",23,"2PM to 3PM",14,"February 23, 2019 14:00","2019-02-23T14:00:00",{"v":64,"d":"64.0"},43.9,15.1,12.3,{"v":17.3,"d":"17.30"},0.0727,0.08,13.78]
["February",23,"3PM to 4PM",15,"February 23, 2019 15:00","2019-02-23T15:00:00",{"v":64,"d":"64.0"},43.9,15.1,12.3,{"v":17.3,"d":"17.30"},0.0727,0.08,13.78]
["February",23,"4PM to 5PM",16,"February 23, 2019 16:00","2019-02-23T16:00:00",64.9,44.5,{"v":16,"d":"16.0"},12.9,{"v":17.6,"d":"17.60"},0.0726,0.08,13.81]
["February",23,"5PM to 6PM",17,"February 23, 2019 17:00","2019-02-23T17:00:00",{"v":63,"d":"63.0"},43.1,{"v":14,"d":"14.0"},11.7,16.94,0.0729,0.08,13.75]
["February",23,"6PM to 7PM",18,"February 23, 2019 18:00","2019-02-23T18:00:00",{"v":61,"d":"61.0"},42.4,15.1,12.3,16.56,0.0731,0.08,{"v":13.7,"d":"13.70"}]
["February",23,"7PM to 8PM",19,"February 23, 2019 19:00","2019-02-23T19:00:00",55.9,40.4,{"v":18,"d":"18.0"},14.2,15.64,0.0738,0.09,13.57]
["February",23,"8PM to 9PM",20,"February 23, 2019 20:00","2019-02-23T20:00:00",53.1,39.2,{"v":19,"d":"19.0"},{"v":15,"d":"15.0"},15.06,0.0742,{"v":0.1,"d":"0.10"},{"v":13.5,"d":"13.50"}]
["February",23,"9PM to 10PM",21,"February 23, 2019 21:00","2019-02-23T21:00:00",{"v":48,"d":"48.0"},36.7,19.9,15.6,13.95,{"v":0.075,"d":"0.0750"},{"v":0.1,"d":"0.10"},13.37]
["February",23,"10PM to 11PM",22,"February 23, 2019 22:00","2019-02-23T22:00:00",46.9,{"v":37,"d":"37.0"},{"v":23,"d":"23.0"},18.1,14.07,0.0751,0.12,13.35]
["February",23,"11PM to 12AM",23,"February 23, 2019 23:00","2019-02-23T23:00:00",{"v":45,"d":"45.0"},35.9,{"v":23,"d":"23.0"},18.1,13.59,0.0754,0.12,{"v":13.3,"d":"13.30"}]
["February",24,"12AM to 1AM",0,"February 24, 2019 0:00","2019-02-24",44.1,35.8,24.1,19.1,13.52,0.0755,0.12,13.27]
["February",24,"1AM to 2AM",1,"February 24, 2019 1:00","2019-02-24T01:00:00",42.1,34.7,24.1,19.1,13.05,0.0758,0.12,13.22]
["February",24,"2AM to 3AM",2,"February 24, 2019 2:00","2019-02-24T02:00:00",{"v":43,"d":"43.0"},35.5,{"v":25,"d":"25.0"},19.9,13.39,0.0757,0.13,13.25]
["February",24,"3AM to 4AM",3,"February 24, 2019 3:00","2019-02-24T03:00:00",{"v":41,"d":"41.0"},{"v":34,"d":"34.0"},24.1,19.1,12.79,{"v":0.076,"d":"0.0760"},0.12,13.19]
["February",24,"4AM to 5AM",4,"February 24, 2019 4:00","2019-02-24T04:00:00",37.9,31.9,24.1,19.1,12.05,0.0765,0.12,13.11]
["February",24,"5AM to 6AM",5,"February 24, 2019 5:00","2019-02-24T05:00:00",{"v":39,"d":"39.0"},33.2,{"v":25,"d":"25.0"},19.9,12.44,0.0763,0.13,13.14]
["February",24,"6AM to 7AM",6,"February 24, 2019 6:00","2019-02-24T06:00:00",{"v":39,"d":"39.0"},33.6,26.1,{"v":21,"d":"21.0"},{"v":12.6,"d":"12.60"},0.0763,0.14,13.15]
["February",24,"7AM to 8AM",7,"February 24, 2019 7:00","2019-02-24T07:00:00",{"v":41,"d":"41.0"},34.7,26.1,{"v":21,"d":"21.0"},13.07,{"v":0.076,"d":"0.0760"},0.14,{"v":13.2,"d":"13.20"}]
["February",24,"8AM to 9AM",8,"February 24, 2019 8:00","2019-02-24T08:00:00",{"v":50,"d":"50.0"},40.2,{"v":28,"d":"28.0"},{"v":23,"d":"23.0"},15.56,0.0746,0.15,13.44]
["February",24,"9AM to 10AM",9,"February 24, 2019 9:00","2019-02-24T09:00:00",{"v":55,"d":"55.0"},42.8,{"v":28,"d":"28.0"},{"v":23,"d":"23.0"},16.78,0.0739,0.15,13.58]
["February",24,"10AM to 11AM",10,"February 24, 2019 10:00","2019-02-24T10:00:00",{"v":61,"d":"61.0"},45.9,28.9,{"v":24,"d":"24.0"},18.37,0.0731,0.16,13.74]
["February",24,"11AM to 12PM",11,"February 24, 2019 11:00","2019-02-24T11:00:00",{"v":68,"d":"68.0"},47.9,{"v":25,"d":"25.0"},19.9,19.43,0.0721,0.13,13.91]
["February",24,"12PM to 1PM",12,"February 24, 2019 12:00","2019-02-24T12:00:00",{"v":70,"d":"70.0"},48.8,{"v":25,"d":"25.0"},19.9,19.91,0.0718,0.13,13.96]
["February",24,"1PM to 2PM",13,"February 24, 2019 13:00","2019-02-24T13:00:00",{"v":72,"d":"72.0"},49.2,{"v":23,"d":"23.0"},18.1,{"v":20.1,"d":"20.10"},0.0716,0.12,14.01]
["February",24,"2PM to 3PM",14,"February 24, 2019 14:00","2019-02-24T14:00:00",73.9,49.6,{"v":21,"d":"21.0"},16.5,20.33,0.0713,0.11,14.05]
["February",24,"3PM to 4PM",15,"February 24, 2019 15:00","2019-02-24T15:00:00",{"v":75,"d":"75.0"},50.1,{"v":21,"d":"21.0"},16.5,20.59,0.0712,0.11,14.08]
["February",24,"4PM to 5PM",16,"February 24, 2019 16:00","2019-02-24T16:00:00",{"v":73,"d":"73.0"},49.2,{"v":21,"d":"21.0"},16.5,20.11,0.0714,0.11,14.03]
["February",24,"5PM to 6PM",17,"February 24, 2019 17:00","2019-02-24T17:00:00",{"v":73,"d":"73.0"},50.4,26.1,{"v":21,"d":"21.0"},20.81,0.0714,0.14,14.04]
["February",24,"6PM to 7PM",18,"February 24, 2019 18:00","2019-02-24T18:00:00",{"v":68,"d":"68.0"},48.2,26.1,{"v":21,"d":"21.0"},19.59,0.0721,0.14,13.91]
["February",24,"7PM to 8PM",19,"February 24, 2019 19:00","2019-02-24T19:00:00",{"v":63,"d":"63.0"},46.5,{"v":28,"d":"28.0"},{"v":23,"d":"23.0"},18.69,0.0728,0.15,13.79]
["February",24,"8PM to 9PM",20,"February 24, 2019 20:00","2019-02-24T20:00:00",{"v":61,"d":"61.0"},45.9,28.9,{"v":24,"d":"24.0"},18.37,0.0731,0.16,13.74]
["February",24,"9PM to 10PM",21,"February 24, 2019 21:00","2019-02-24T21:00:00",60.1,45.9,{"v":30,"d":"30.0"},25.2,18.34,0.0732,0.16,13.72]
["February",24,"10PM to 11PM",22,"February 24, 2019 22:00","2019-02-24T22:00:00",{"v":55,"d":"55.0"},43.5,{"v":30,"d":"30.0"},25.2,17.12,0.0739,0.16,13.58]
["February",24,"11PM to 12AM",23,"February 24, 2019 23:00","2019-02-24T23:00:00",53.1,42.8,30.9,26.3,16.81,0.0742,0.17,13.53]
["February",25,"12AM to 1AM",0,"February 25, 2019 0:00","2019-02-25",{"v":50,"d":"50.0"},{"v":41,"d":"41.0"},{"v":30,"d":"30.0"},25.2,15.91,0.0746,0.16,13.45]
["February",25,"1AM to 2AM",1,"February 25, 2019 1:00","2019-02-25T01:00:00",46.9,40.2,{"v":32,"d":"32.0"},27.6,15.54,0.0751,0.18,13.38]
["February",25,"2AM to 3AM",2,"February 25, 2019 2:00","2019-02-25T02:00:00",{"v":45,"d":"45.0"},39.2,{"v":32,"d":"32.0"},27.6,15.06,0.0753,0.18,13.32]
["February",25,"3AM to 4AM",3,"February 25, 2019 3:00","2019-02-25T03:00:00",{"v":43,"d":"43.0"},38.1,{"v":32,"d":"32.0"},27.6,14.58,0.0756,0.18,13.27]
["February",25,"4AM to 5AM",4,"February 25, 2019 4:00","2019-02-25T04:00:00",{"v":45,"d":"45.0"},39.2,{"v":32,"d":"32.0"},27.6,15.06,0.0753,0.18,13.32]
["February",25,"5AM to 6AM",5,"February 25, 2019 5:00","2019-02-25T05:00:00",{"v":43,"d":"43.0"},38.1,{"v":32,"d":"32.0"},27.6,14.58,0.0756,0.18,13.27]
["February",25,"6AM to 7AM",6,"February 25, 2019 6:00","2019-02-25T06:00:00",39.9,{"v":36,"d":"36.0"},30.9,26.3,13.64,0.0761,0.17,13.19]
["February",25,"7AM to 8AM",7,"February 25, 2019 7:00","2019-02-25T07:00:00",{"v":46,"d":"46.0"},39.7,{"v":32,"d":"32.0"},27.6,15.32,0.0752,0.18,13.35]
["February",25,"8AM to 9AM",8,"February 25, 2019 8:00","2019-02-25T08:00:00",{"v":55,"d":"55.0"},44.2,{"v":32,"d":"32.0"},27.6,{"v":17.5,"d":"17.50"},0.0739,0.18,13.59]
["February",25,"9AM to 10AM",9,"February 25, 2019 9:00","2019-02-25T09:00:00",60.1,47.2,{"v":34,"d":"34.0"},29.9,19.07,0.0731,{"v":0.2,"d":"0.20"},13.73]
["February",25,"10AM to 11AM",10,"February 25, 2019 10:00","2019-02-25T10:00:00",{"v":64,"d":"64.0"},47.7,{"v":30,"d":"30.0"},25.2,{"v":19.3,"d":"19.30"},0.0726,0.16,13.82]
["February",25,"11AM to 12PM",11,"February 25, 2019 11:00","2019-02-25T11:00:00",{"v":68,"d":"68.0"},48.8,{"v":28,"d":"28.0"},{"v":23,"d":"23.0"},19.91,0.0721,0.15,13.92]
["February",25,"12PM to 1PM",12,"February 25, 2019 12:00","2019-02-25T12:00:00",{"v":70,"d":"70.0"},49.7,{"v":28,"d":"28.0"},{"v":23,"d":"23.0"},20.39,0.0718,0.15,13.97]
["February",25,"1PM to 2PM",13,"February 25, 2019 13:00","2019-02-25T13:00:00",{"v":72,"d":"72.0"},{"v":50,"d":"50.0"},26.1,{"v":21,"d":"21.0"},20.55,0.0716,0.14,14.02]
["February",25,"2PM to 3PM",14,"February 25, 2019 14:00","2019-02-25T14:00:00",{"v":75,"d":"75.0"},51.3,26.1,{"v":21,"d":"21.0"},21.28,0.0712,0.14,{"v":14.1,"d":"14.10"}]
["February",25,"3PM to 4PM",15,"February 25, 2019 15:00","2019-02-25T15:00:00",{"v":75,"d":"75.0"},51.3,26.1,{"v":21,"d":"21.0"},21.28,0.0712,0.14,{"v":14.1,"d":"14.10"}]
["February",25,"4PM to 5PM",16,"February 25, 2019 16:00","2019-02-25T16:00:00",{"v":75,"d":"75.0"},{"v":51,"d":"51.0"},{"v":25,"d":"25.0"},19.9,21.12,0.0712,0.13,14.09]
["February",25,"5PM to 6PM",17,"February 25, 2019 17:00","2019-02-25T17:00:00",{"v":73,"d":"73.0"},50.2,{"v":25,"d":"25.0"},19.9,20.64,0.0714,0.13,14.04]
["February",25,"6PM to 7PM",18,"February 25, 2019 18:00","2019-02-25T18:00:00",71.1,49.6,26.1,{"v":21,"d":"21.0"},20.33,0.0717,0.14,13.99]
["February",25,"7PM to 8PM",19,"February 25, 2019 19:00","2019-02-25T19:00:00",{"v":66,"d":"66.0"},48.2,28.9,{"v":24,"d":"24.0"},19.58,0.0724,0.16,13.87]
["February",25,"8PM to 9PM",20,"February 25, 2019 20:00","2019-02-25T20:00:00",{"v":59,"d":"59.0"},45.4,{"v":30,"d":"30.0"},25.2,18.08,0.0733,0.16,13.69]
["February",25,"9PM to 10PM",21,"February 25, 2019 21:00","2019-02-25T21:00:00",60.1,45.9,{"v":30,"d":"30.0"},25.2,18.34,0.0732,0.16,13.72]
["February",25,"10PM to 11PM",22,"February 25, 2019 22:00","2019-02-25T22:00:00",{"v":57,"d":"57.0"},44.7,30.9,26.3,17.77,0.0736,0.17,13.64]
["February",25,"11PM to 12AM",23,"February 25, 2019 23:00","2019-02-25T23:00:00",{"v":55,"d":"55.0"},43.8,30.9,26.3,17.29,0.0739,0.17,13.59]
["February",26,"12AM to 1AM",0,"February 26, 2019 0:00","2019-02-26",53.1,43.6,33.1,28.9,17.21,0.0741,0.19,13.54]
["February",26,"1AM to 2AM",1,{"$f":"A1353&\" \"&B1353&\", \"&$D$5&\" \"&D1353&\":00\"","v":"February 26, 2019 1:00"},{"$f":"DATEVALUE(E1353)+TIMEVALUE(E1353)","v":"2019-02-26T01:00:00"},46.9,40.9,{"v":34,"d":"34.0"},29.9,{"v":15.9,"d":"15.90"},{"v":0.075,"d":"0.0750"},{"v":0.2,"d":"0.20"},13.38]
["February",26,"2AM to 3AM",{"$f":"IF(D1353+1>23,0,D1353+1)","v":2},"February 26, 2019 2:00","2019-02-26T02:00:00",46.9,40.6,33.1,28.9,15.73,{"v":0.075,"d":"0.0750"},0.19,13.38]
["February",26,"3AM to 4AM",3,"February 26, 2019 3:00","2019-02-26T03:00:00",{"v":46,"d":"46.0"},40.5,{"v":34,"d":"34.0"},29.9,15.68,0.0752,{"v":0.2,"d":"0.20"},13.36]
["February",26,"4AM to 5AM",4,"February 26, 2019 4:00","2019-02-26T04:00:00",{"v":43,"d":"43.0"},38.5,33.1,28.9,14.77,0.0756,0.19,13.28]
["February",26,"5AM to 6AM",5,"February 26, 2019 5:00","2019-02-26T05:00:00",{"v":45,"d":"45.0"},39.2,{"v":32,"d":"32.0"},27.6,15.06,0.0753,0.18,13.32]
["February",26,"6AM to 7AM",6,"February 26, 2019 6:00","2019-02-26T06:00:00",44.1,38.2,30.9,26.3,14.64,0.0755,0.17,{"v":13.3,"d":"13.30"}]
["February",26,"7AM to 8AM",7,"February 26, 2019 7:00","2019-02-26T07:00:00",{"v":46,"d":"46.0"},40.1,33.1,28.9,15.51,0.0752,0.19,13.36]
["February",26,"8AM to 9AM",8,"February 26, 2019 8:00","2019-02-26T08:00:00",{"v":55,"d":"55.0"},44.9,{"v":34,"d":"34.0"},29.9,17.85,0.0739,{"v":0.2,"d":"0.20"},{"v":13.6,"d":"13.60"}]
["February",26,"9AM to 10AM",9,"February 26, 2019 9:00","2019-02-26T09:00:00",60.1,47.2,{"v":34,"d":"34.0"},29.9,19.07,0.0731,{"v":0.2,"d":"0.20"},13.73]
["February",26,"10AM to 11AM",10,"February 26, 2019 10:00","2019-02-26T10:00:00",64.9,48.4,30.9,26.3,19.68,0.0725,0.17,13.85]
["February",26,"11AM to 12PM",11,"February 26, 2019 11:00","2019-02-26T11:00:00",69.1,49.9,{"v":30,"d":"30.0"},25.2,20.52,0.0719,0.16,13.95]
["February",26,"12PM to 1PM",12,"February 26, 2019 12:00","2019-02-26T12:00:00",71.1,50.8,{"v":30,"d":"30.0"},25.2,20.99,0.0717,0.16,14.01]
["February",26,"1PM to 2PM",13,"February 26, 2019 13:00","2019-02-26T13:00:00",{"v":73,"d":"73.0"},51.6,{"v":30,"d":"30.0"},25.2,21.47,0.0714,0.16,14.06]
["February",26,"2PM to 3PM",14,"February 26, 2019 14:00","2019-02-26T14:00:00",{"v":77,"d":"77.0"},51.8,{"v":25,"d":"25.0"},19.9,{"v":21.6,"d":"21.60"},0.0709,0.13,14.15]
["February",26,"3PM to 4PM",15,"February 26, 2019 15:00","2019-02-26T15:00:00",{"v":77,"d":"77.0"},52.1,26.1,{"v":21,"d":"21.0"},21.76,0.0709,0.14,14.15]
["February",26,"4PM to 5PM",16,"February 26, 2019 16:00","2019-02-26T16:00:00",{"v":77,"d":"77.0"},51.8,{"v":25,"d":"25.0"},19.9,{"v":21.6,"d":"21.60"},0.0709,0.13,14.15]
["February",26,"5PM to 6PM",17,"February 26, 2019 17:00","2019-02-26T17:00:00",{"v":75,"d":"75.0"},50.3,21.9,17.2,{"v":20.7,"d":"20.70"},0.0712,0.11,14.08]
["February",26,"6PM to 7PM",18,"February 26, 2019 18:00","2019-02-26T18:00:00",{"v":72,"d":"72.0"},49.2,{"v":23,"d":"23.0"},18.1,{"v":20.1,"d":"20.10"},0.0716,0.12,14.01]
["February",26,"7PM to 8PM",19,"February 26, 2019 19:00","2019-02-26T19:00:00",{"v":66,"d":"66.0"},48.2,28.9,{"v":24,"d":"24.0"},19.58,0.0724,0.16,13.87]
["February",26,"8PM to 9PM",20,"February 26, 2019 20:00","2019-02-26T20:00:00",{"v":63,"d":"63.0"},45.9,26.1,{"v":21,"d":"21.0"},18.37,0.0728,0.14,13.78]
["February",26,"9PM to 10PM",21,"February 26, 2019 21:00","2019-02-26T21:00:00",57.9,43.8,{"v":27,"d":"27.0"},21.9,{"v":17.3,"d":"17.30"},0.0735,0.14,13.65]
["February",26,"10PM to 11PM",22,"February 26, 2019 22:00","2019-02-26T22:00:00",{"v":55,"d":"55.0"},43.8,30.9,26.3,17.29,0.0739,0.17,13.59]
["February",26,"11PM to 12AM",23,"February 26, 2019 23:00","2019-02-26T23:00:00",{"v":55,"d":"55.0"},43.8,30.9,26.3,17.29,0.0739,0.17,13.59]
["February",27,"12AM to 1AM",0,"February 27, 2019 0:00","2019-02-27",53.1,42.8,30.9,26.3,16.81,0.0742,0.17,13.53]
["February",27,"1AM to 2AM",1,"February 27, 2019 1:00","2019-02-27T01:00:00",{"v":52,"d":"52.0"},43.1,33.1,28.9,16.95,0.0743,0.19,13.51]
["February",27,"2AM to 3AM",2,"February 27, 2019 2:00","2019-02-27T02:00:00",48.9,41.6,33.1,28.9,16.21,0.0748,0.19,13.43]
["February",27,"3AM to 4AM",3,"February 27, 2019 3:00","2019-02-27T03:00:00",{"v":45,"d":"45.0"},38.7,30.9,26.3,14.85,0.0754,0.17,13.32]
["February",27,"4AM to 5AM",4,"February 27, 2019 4:00","2019-02-27T04:00:00",{"v":45,"d":"45.0"},39.2,{"v":32,"d":"32.0"},27.6,15.06,0.0753,0.18,13.32]
["February",27,"5AM to 6AM",5,"February 27, 2019 5:00","2019-02-27T05:00:00",{"v":46,"d":"46.0"},39.3,30.9,26.3,15.11,0.0752,0.17,13.35]
["February",27,"6AM to 7AM",6,"February 27, 2019 6:00","2019-02-27T06:00:00",{"v":45,"d":"45.0"},39.2,{"v":32,"d":"32.0"},27.6,15.06,0.0753,0.18,13.32]
["February",27,"7AM to 8AM",7,"February 27, 2019 7:00","2019-02-27T07:00:00",{"v":48,"d":"48.0"},40.7,{"v":32,"d":"32.0"},27.6,{"v":15.8,"d":"15.80"},0.0749,0.18,13.41]
["February",27,"8AM to 9AM",8,"February 27, 2019 8:00","2019-02-27T08:00:00",57.9,45.9,33.1,28.9,18.39,0.0735,0.19,13.67]
["February",27,"9AM to 10AM",9,"February 27, 2019 9:00","2019-02-27T09:00:00",60.1,46.6,{"v":32,"d":"32.0"},27.6,18.72,0.0732,0.18,13.72]
["February",27,"10AM to 11AM",10,"February 27, 2019 10:00","2019-02-27T10:00:00",{"v":64,"d":"64.0"},48.4,{"v":32,"d":"32.0"},27.6,19.67,0.0726,0.18,13.83]
["February",27,"11AM to 12PM",11,"February 27, 2019 11:00","2019-02-27T11:00:00",{"v":68,"d":"68.0"},49.4,{"v":30,"d":"30.0"},25.2,20.25,0.0721,0.16,13.93]
["February",27,"12PM to 1PM",12,"February 27, 2019 12:00","2019-02-27T12:00:00",{"v":72,"d":"72.0"},51.4,30.9,26.3,21.38,0.0715,0.17,14.03]
["February",27,"1PM to 2PM",13,"February 27, 2019 13:00","2019-02-27T13:00:00",{"v":75,"d":"75.0"},51.8,{"v":28,"d":"28.0"},{"v":23,"d":"23.0"},{"v":21.6,"d":"21.60"},0.0711,0.15,{"v":14.1,"d":"14.10"}]
["February",27,"2PM to 3PM",14,"February 27, 2019 14:00","2019-02-27T14:00:00",{"v":77,"d":"77.0"},52.7,{"v":28,"d":"28.0"},{"v":23,"d":"23.0"},22.08,0.0709,0.15,14.16]
["February",27,"3PM to 4PM",15,"February 27, 2019 15:00","2019-02-27T15:00:00",78.1,52.6,26.1,{"v":21,"d":"21.0"},22.02,0.0707,0.14,14.18]
["February",27,"4PM to 5PM",16,"February 27, 2019 16:00","2019-02-27T16:00:00",{"v":77,"d":"77.0"},52.4,{"v":27,"d":"27.0"},21.9,{"v":21.9,"d":"21.90"},0.0709,0.14,14.15]
["February",27,"5PM to 6PM",17,"February 27, 2019 17:00","2019-02-27T17:00:00",{"v":77,"d":"77.0"},52.7,{"v":28,"d":"28.0"},{"v":23,"d":"23.0"},22.08,0.0709,0.15,14.16]
["February",27,"6PM to 7PM",18,"February 27, 2019 18:00","2019-02-27T18:00:00",75.9,52.5,28.9,{"v":24,"d":"24.0"},21.97,{"v":0.071,"d":"0.0710"},0.16,14.13]
["February",27,"7PM to 8PM",19,"February 27, 2019 19:00","2019-02-27T19:00:00",71.1,50.8,{"v":30,"d":"30.0"},25.2,20.99,0.0717,0.16,14.01]
["February",27,"8PM to 9PM",20,"February 27, 2019 20:00","2019-02-27T20:00:00",{"v":66,"d":"66.0"},49.2,{"v":32,"d":"32.0"},27.6,20.15,0.0723,0.18,13.88]
["February",27,"9PM to 10PM",21,"February 27, 2019 21:00","2019-02-27T21:00:00",{"v":63,"d":"63.0"},48.5,{"v":34,"d":"34.0"},29.9,19.77,0.0727,{"v":0.2,"d":"0.20"},13.81]
["February",27,"10PM to 11PM",22,"February 27, 2019 22:00","2019-02-27T22:00:00",60.1,47.9,{"v":36,"d":"36.0"},32.4,19.46,0.0731,0.21,13.74]
["February",27,"11PM to 12AM",23,"February 27, 2019 23:00","2019-02-27T23:00:00",57.9,46.2,{"v":34,"d":"34.0"},29.9,18.55,0.0734,{"v":0.2,"d":"0.20"},13.67]
["February",28,"12AM to 1AM",0,"February 28, 2019 0:00","2019-02-28",{"v":54,"d":"54.0"},44.8,35.1,31.3,{"v":17.8,"d":"17.80"},{"v":0.074,"d":"0.0740"},{"v":0.2,"d":"0.20"},13.57]
["February",28,"1AM to 2AM",1,"February 28, 2019 1:00","2019-02-28T01:00:00",53.1,44.4,35.1,31.3,17.58,0.0741,{"v":0.2,"d":"0.20"},13.55]
["February",28,"2AM to 3AM",2,"February 28, 2019 2:00","2019-02-28T02:00:00",53.1,{"v":44,"d":"44.0"},{"v":34,"d":"34.0"},29.9,17.38,0.0741,{"v":0.2,"d":"0.20"},13.55]
["February",28,"3AM to 4AM",3,"February 28, 2019 3:00","2019-02-28T03:00:00",{"v":52,"d":"52.0"},43.4,{"v":34,"d":"34.0"},29.9,17.11,0.0743,{"v":0.2,"d":"0.20"},13.52]
["February",28,"4AM to 5AM",4,"February 28, 2019 4:00","2019-02-28T04:00:00",{"v":50,"d":"50.0"},42.5,{"v":34,"d":"34.0"},29.9,16.64,0.0746,{"v":0.2,"d":"0.20"},13.46]
["February",28,"5AM to 6AM",5,"February 28, 2019 5:00","2019-02-28T05:00:00",48.9,41.9,{"v":34,"d":"34.0"},29.9,16.37,0.0747,{"v":0.2,"d":"0.20"},13.44]
["February",28,"6AM to 7AM",6,"February 28, 2019 6:00","2019-02-28T06:00:00",48.9,41.6,33.1,28.9,16.21,0.0748,0.19,13.43]
["February",28,"7AM to 8AM",7,"February 28, 2019 7:00","2019-02-28T07:00:00",51.1,42.7,33.1,28.9,16.73,0.0744,0.19,13.49]
["February",28,"8AM to 9AM",8,"February 28, 2019 8:00","2019-02-28T08:00:00",60.1,47.6,35.1,31.3,19.28,0.0731,{"v":0.2,"d":"0.20"},13.74]
["February",28,"9AM to 10AM",9,"February 28, 2019 9:00","2019-02-28T09:00:00",{"v":66,"d":"66.0"},49.9,{"v":34,"d":"34.0"},29.9,20.51,0.0723,{"v":0.2,"d":"0.20"},13.89]
["February",28,"10AM to 11AM",10,"February 28, 2019 10:00","2019-02-28T10:00:00",{"v":70,"d":"70.0"},51.6,{"v":34,"d":"34.0"},29.9,21.47,0.0718,{"v":0.2,"d":"0.20"},13.99]
["February",28,"11AM to 12PM",11,"February 28, 2019 11:00","2019-02-28T11:00:00",{"v":75,"d":"75.0"},53.4,33.1,28.9,22.52,0.0711,0.19,14.12]
["February",28,"12PM to 1PM",12,"February 28, 2019 12:00","2019-02-28T12:00:00",{"v":77,"d":"77.0"},53.2,{"v":30,"d":"30.0"},25.2,22.43,0.0709,0.16,14.16]
["February",28,"1PM to 2PM",13,"February 28, 2019 13:00","2019-02-28T13:00:00",80.1,54.1,28.9,{"v":24,"d":"24.0"},22.97,0.0705,0.16,14.24]
["February",28,"2PM to 3PM",14,"February 28, 2019 14:00","2019-02-28T14:00:00",{"v":81,"d":"81.0"},{"v":54,"d":"54.0"},{"v":27,"d":"27.0"},21.9,22.86,0.0704,0.14,14.26]
["February",28,"3PM to 4PM",15,"February 28, 2019 15:00","2019-02-28T15:00:00",{"v":82,"d":"82.0"},53.4,{"v":23,"d":"23.0"},18.1,22.54,0.0702,0.12,14.27]
["February",28,"4PM to 5PM",16,"February 28, 2019 16:00","2019-02-28T16:00:00",{"v":82,"d":"82.0"},{"v":53,"d":"53.0"},{"v":21,"d":"21.0"},16.5,22.28,0.0703,0.11,14.27]
["February",28,"5PM to 6PM",17,{"$f":"A1417&\" \"&B1417&\", \"&$D$5&\" \"&D1417&\":00\"","v":"February 28, 2019 17:00"},{"$f":"DATEVALUE(E1417)+TIMEVALUE(E1417)","v":"2019-02-28T17:00:00"},80.1,51.4,17.1,13.6,21.35,0.0705,0.09,14.21]
["February",28,"6PM to 7PM",{"$f":"IF(D1417+1>23,0,D1417+1)","v":18},"February 28, 2019 18:00","2019-02-28T18:00:00",73.9,49.5,20.5,16.1,20.26,0.0713,0.11,14.05]
["February",28,"7PM to 8PM",19,"February 28, 2019 19:00","2019-02-28T19:00:00",69.8,48.9,25.7,20.6,19.97,0.0719,0.13,13.96]
["February",28,"8PM to 9PM",20,"February 28, 2019 20:00","2019-02-28T20:00:00",65.8,47.5,{"v":27,"d":"27.0"},21.9,19.21,0.0724,0.14,13.86]
["February",28,"9PM to 10PM",21,"February 28, 2019 21:00","2019-02-28T21:00:00",60.8,45.8,28.9,{"v":24,"d":"24.0"},18.32,0.0731,0.16,13.73]
["February",28,"10PM to 11PM",22,"February 28, 2019 22:00","2019-02-28T22:00:00",60.8,46.1,29.8,{"v":25,"d":"25.0"},18.48,0.0731,0.16,13.73]
["February",28,"11PM to 12AM",23,"February 28, 2019 23:00","2019-02-28T23:00:00",60.6,{"v":46,"d":"46.0"},29.7,24.8,18.41,0.0731,0.16,13.73]
["March",1,"12AM to 1AM",0,"March 1, 2019 0:00","2019-03-01",62.2,46.6,29.3,24.4,18.73,0.0729,0.16,13.77]
["March",1,"1AM to 2AM",1,"March 1, 2019 1:00","2019-03-01T01:00:00",{"v":63,"d":"63.0"},46.9,29.3,24.4,18.91,0.0728,0.16,13.79]
["March",1,"2AM to 3AM",2,"March 1, 2019 2:00","2019-03-01T02:00:00",60.4,45.8,29.3,24.4,{"v":18.3,"d":"18.30"},0.0731,0.16,13.72]
["March",1,"3AM to 4AM",3,"March 1, 2019 3:00","2019-03-01T03:00:00",61.9,46.6,29.8,{"v":25,"d":"25.0"},18.74,0.0729,0.16,13.76]
["March",1,"4AM to 5AM",4,"March 1, 2019 4:00","2019-03-01T04:00:00",59.7,45.6,29.8,{"v":25,"d":"25.0"},18.22,0.0732,0.16,13.71]
["March",1,"5AM to 6AM",5,"March 1, 2019 5:00","2019-03-01T05:00:00",55.9,43.5,28.9,{"v":24,"d":"24.0"},17.15,0.0738,0.16,{"v":13.6,"d":"13.60"}]
["March",1,"6AM to 7AM",6,"March 1, 2019 6:00","2019-03-01T06:00:00",55.9,43.5,28.9,{"v":24,"d":"24.0"},17.15,0.0738,0.16,{"v":13.6,"d":"13.60"}]
["March",1,"7AM to 8AM",7,"March 1, 2019 7:00","2019-03-01T07:00:00",{"v":57,"d":"57.0"},44.4,{"v":30,"d":"30.0"},25.2,{"v":17.6,"d":"17.60"},0.0736,0.16,13.64]
["March",1,"8AM to 9AM",8,"March 1, 2019 8:00","2019-03-01T08:00:00",{"v":63,"d":"63.0"},46.5,{"v":28,"d":"28.0"},{"v":23,"d":"23.0"},18.69,0.0728,0.15,13.79]
["March",1,"9AM to 10AM",9,"March 1, 2019 9:00","2019-03-01T09:00:00",71.1,50.4,28.9,{"v":24,"d":"24.0"},{"v":20.8,"d":"20.80"},0.0717,0.16,{"v":14,"d":"14.00"}]
["March",1,"10AM to 11AM",10,"March 1, 2019 10:00","2019-03-01T10:00:00",{"v":75,"d":"75.0"},51.8,{"v":28,"d":"28.0"},{"v":23,"d":"23.0"},{"v":21.6,"d":"21.60"},0.0711,0.15,{"v":14.1,"d":"14.10"}]
["March",1,"11AM to 12PM",11,"March 1, 2019 11:00","2019-03-01T11:00:00",78.1,52.6,26.1,{"v":21,"d":"21.0"},22.02,0.0707,0.14,14.18]
["March",1,"12PM to 1PM",12,"March 1, 2019 12:00","2019-03-01T12:00:00",{"v":81,"d":"81.0"},54.3,{"v":28,"d":"28.0"},{"v":23,"d":"23.0"},23.04,0.0704,0.15,14.26]
["March",1,"1PM to 2PM",13,"March 1, 2019 13:00","2019-03-01T13:00:00",82.9,54.5,26.1,{"v":21,"d":"21.0"},{"v":23.2,"d":"23.20"},0.0701,0.14,14.31]
["March",1,"2PM to 3PM",14,"March 1, 2019 14:00","2019-03-01T14:00:00",{"v":84,"d":"84.0"},55.7,28.9,{"v":24,"d":"24.0"},23.93,{"v":0.07,"d":"0.0700"},0.16,14.34]
["March",1,"3PM to 4PM",15,"March 1, 2019 15:00","2019-03-01T15:00:00",84.9,54.8,24.1,19.1,23.38,0.0699,0.12,14.35]
["March",1,"4PM to 5PM",16,"March 1, 2019 16:00","2019-03-01T16:00:00",{"v":84,"d":"84.0"},{"v":56,"d":"56.0"},{"v":30,"d":"30.0"},25.2,24.12,0.0699,0.16,14.35]
["March",1,"5PM to 6PM",17,"March 1, 2019 17:00","2019-03-01T17:00:00",82.9,54.8,{"v":27,"d":"27.0"},21.9,23.34,0.0701,0.14,14.31]
["March",1,"6PM to 7PM",18,"March 1, 2019 18:00","2019-03-01T18:00:00",80.1,53.9,{"v":28,"d":"28.0"},{"v":23,"d":"23.0"},22.82,0.0705,0.15,14.24]
["March",1,"7PM to 8PM",19,"March 1, 2019 19:00","2019-03-01T19:00:00",{"v":77,"d":"77.0"},52.4,{"v":27,"d":"27.0"},21.9,{"v":21.9,"d":"21.90"},0.0709,0.14,14.15]
["March",1,"8PM to 9PM",20,"March 1, 2019 20:00","2019-03-01T20:00:00",75.9,52.8,{"v":30,"d":"30.0"},25.2,22.17,{"v":0.071,"d":"0.0710"},0.16,14.13]
["March",1,"9PM to 10PM",21,"March 1, 2019 21:00","2019-03-01T21:00:00",{"v":70,"d":"70.0"},50.3,{"v":30,"d":"30.0"},25.2,20.73,0.0718,0.16,13.98]
["March",1,"10PM to 11PM",22,"March 1, 2019 22:00","2019-03-01T22:00:00",66.9,{"v":49,"d":"49.0"},{"v":30,"d":"30.0"},25.2,19.99,0.0722,0.16,{"v":13.9,"d":"13.90"}]
["March",1,"11PM to 12AM",23,"March 1, 2019 23:00","2019-03-01T23:00:00",66.9,{"v":49,"d":"49.0"},{"v":30,"d":"30.0"},25.2,19.99,0.0722,0.16,{"v":13.9,"d":"13.90"}]
["March",2,"12AM to 1AM",0,"March 2, 2019 0:00","2019-03-02",66.9,{"v":49,"d":"49.0"},{"v":30,"d":"30.0"},25.2,19.99,0.0722,0.16,{"v":13.9,"d":"13.90"}]
["March",2,"1AM to 2AM",1,"March 2, 2019 1:00","2019-03-02T01:00:00",64.9,48.4,30.9,26.3,19.68,0.0725,0.17,13.85]
["March",2,"2AM to 3AM",2,"March 2, 2019 2:00","2019-03-02T02:00:00",{"v":64,"d":"64.0"},{"v":48,"d":"48.0"},30.9,26.3,19.46,0.0726,0.17,13.82]
["March",2,"3AM to 4AM",3,"March 2, 2019 3:00","2019-03-02T03:00:00",{"v":64,"d":"64.0"},47.7,{"v":30,"d":"30.0"},25.2,{"v":19.3,"d":"19.30"},0.0726,0.16,13.82]
["March",2,"4AM to 5AM",4,"March 2, 2019 4:00","2019-03-02T04:00:00",{"v":64,"d":"64.0"},47.3,28.9,{"v":24,"d":"24.0"},19.11,0.0726,0.16,13.82]
["March",2,"5AM to 6AM",5,"March 2, 2019 5:00","2019-03-02T05:00:00",62.1,46.1,{"v":28,"d":"28.0"},{"v":23,"d":"23.0"},18.47,0.0729,0.15,13.76]
["March",2,"6AM to 7AM",6,"March 2, 2019 6:00","2019-03-02T06:00:00",{"v":63,"d":"63.0"},46.8,28.9,{"v":24,"d":"24.0"},18.84,0.0728,0.16,13.79]
["March",2,"7AM to 8AM",7,"March 2, 2019 7:00","2019-03-02T07:00:00",{"v":63,"d":"63.0"},46.5,{"v":28,"d":"28.0"},{"v":23,"d":"23.0"},18.69,0.0728,0.15,13.79]
["March",2,"8AM to 9AM",8,"March 2, 2019 8:00","2019-03-02T08:00:00",64.9,47.7,28.9,{"v":24,"d":"24.0"},19.32,0.0725,0.16,13.84]
["March",2,"9AM to 10AM",9,"March 2, 2019 9:00","2019-03-02T09:00:00",{"v":66,"d":"66.0"},48.9,30.9,26.3,19.94,0.0723,0.17,13.88]
["March",2,"10AM to 11AM",10,"March 2, 2019 10:00","2019-03-02T10:00:00",{"v":68,"d":"68.0"},50.1,{"v":32,"d":"32.0"},27.6,20.63,0.0721,0.18,13.93]
["March",2,"11AM to 12PM",11,"March 2, 2019 11:00","2019-03-02T11:00:00",69.1,50.6,{"v":32,"d":"32.0"},27.6,20.89,0.0719,0.18,13.96]
["March",2,"12PM to 1PM",12,"March 2, 2019 12:00","2019-03-02T12:00:00",71.1,{"v":52,"d":"52.0"},{"v":34,"d":"34.0"},29.9,21.73,0.0716,{"v":0.2,"d":"0.20"},14.02]
["March",2,"1PM to 2PM",13,"March 2, 2019 13:00","2019-03-02T13:00:00",{"v":72,"d":"72.0"},{"v":53,"d":"53.0"},{"v":36,"d":"36.0"},32.4,22.33,0.0715,0.21,14.05]
["March",2,"2PM to 3PM",14,"March 2, 2019 14:00","2019-03-02T14:00:00",{"v":77,"d":"77.0"},{"v":55,"d":"55.0"},{"v":36,"d":"36.0"},32.4,23.55,0.0708,0.21,14.19]
["March",2,"3PM to 4PM",15,"March 2, 2019 15:00","2019-03-02T15:00:00",78.1,53.7,{"v":30,"d":"30.0"},25.2,22.69,0.0707,0.16,14.19]
["March",2,"4PM to 5PM",16,"March 2, 2019 16:00","2019-03-02T16:00:00",78.1,53.3,28.9,{"v":24,"d":"24.0"},{"v":22.5,"d":"22.50"},0.0707,0.16,14.19]
["March",2,"5PM to 6PM",17,"March 2, 2019 17:00","2019-03-02T17:00:00",{"v":75,"d":"75.0"},52.1,28.9,{"v":24,"d":"24.0"},21.76,0.0711,0.16,14.11]
["March",2,"6PM to 7PM",18,"March 2, 2019 18:00","2019-03-02T18:00:00",73.9,51.6,28.9,{"v":24,"d":"24.0"},{"v":21.5,"d":"21.50"},0.0713,0.16,14.08]
["March",2,"7PM to 8PM",19,"March 2, 2019 19:00","2019-03-02T19:00:00",73.9,51.6,28.9,{"v":24,"d":"24.0"},{"v":21.5,"d":"21.50"},0.0713,0.16,14.08]
["March",2,"8PM to 9PM",20,"March 2, 2019 20:00","2019-03-02T20:00:00",{"v":72,"d":"72.0"},50.8,28.9,{"v":24,"d":"24.0"},21.02,0.0715,0.16,14.03]
["March",2,"9PM to 10PM",21,"March 2, 2019 21:00","2019-03-02T21:00:00",69.1,50.2,30.9,26.3,20.68,0.0719,0.17,13.96]
["March",2,"10PM to 11PM",22,"March 2, 2019 22:00","2019-03-02T22:00:00",{"v":68,"d":"68.0"},50.7,{"v":34,"d":"34.0"},29.9,20.99,{"v":0.072,"d":"0.0720"},{"v":0.2,"d":"0.20"},13.94]
["March",2,"11PM to 12AM",23,"March 2, 2019 23:00","2019-03-02T23:00:00",66.9,51.3,{"v":37,"d":"37.0"},33.8,21.34,0.0722,0.22,13.92]
["March",3,"12AM to 1AM",0,"March 3, 2019 0:00","2019-03-03",64.9,50.5,{"v":37,"d":"37.0"},33.8,20.86,0.0724,0.22,13.87]
["March",3,"1AM to 2AM",1,"March 3, 2019 1:00","2019-03-03T01:00:00",60.1,47.9,{"v":36,"d":"36.0"},32.4,19.46,0.0731,0.21,13.74]
["March",3,"2AM to 3AM",2,"March 3, 2019 2:00","2019-03-03T02:00:00",{"v":57,"d":"57.0"},46.6,{"v":36,"d":"36.0"},32.4,18.72,0.0736,0.21,13.66]
["March",3,"3AM to 4AM",3,"March 3, 2019 3:00","2019-03-03T03:00:00",53.1,44.7,{"v":36,"d":"36.0"},32.4,17.76,0.0741,0.21,13.55]
["March",3,"4AM to 5AM",4,"March 3, 2019 4:00","2019-03-03T04:00:00",{"v":55,"d":"55.0"},45.3,35.1,31.3,18.06,0.0738,{"v":0.2,"d":"0.20"},{"v":13.6,"d":"13.60"}]
["March",3,"5AM to 6AM",5,"March 3, 2019 5:00","2019-03-03T05:00:00",{"v":54,"d":"54.0"},44.8,35.1,31.3,{"v":17.8,"d":"17.80"},{"v":0.074,"d":"0.0740"},{"v":0.2,"d":"0.20"},13.57]
["March",3,"6AM to 7AM",6,"March 3, 2019 6:00","2019-03-03T06:00:00",{"v":52,"d":"52.0"},43.8,35.1,31.3,17.32,0.0743,{"v":0.2,"d":"0.20"},13.52]
["March",3,"7AM to 8AM",7,"March 3, 2019 7:00","2019-03-03T07:00:00",{"v":55,"d":"55.0"},45.3,35.1,31.3,18.06,0.0738,{"v":0.2,"d":"0.20"},{"v":13.6,"d":"13.60"}]
["March",3,"8AM to 9AM",8,"March 3, 2019 8:00","2019-03-03T08:00:00",{"v":59,"d":"59.0"},46.7,{"v":34,"d":"34.0"},29.9,18.81,0.0733,{"v":0.2,"d":"0.20"},{"v":13.7,"d":"13.70"}]
["March",3,"9AM to 10AM",9,{"$f":"A1481&\" \"&B1481&\", \"&$D$5&\" \"&D1481&\":00\"","v":"March 3, 2019 9:00"},{"$f":"DATEVALUE(E1481)+TIMEVALUE(E1481)","v":"2019-03-03T09:00:00"},{"v":61,"d":"61.0"},45.9,28.9,{"v":24,"d":"24.0"},18.37,0.0731,0.16,13.74]
["March",3,"10AM to 11AM",{"$f":"IF(D1481+1>23,0,D1481+1)","v":10},"March 3, 2019 10:00","2019-03-03T10:00:00",62.1,46.4,28.9,{"v":24,"d":"24.0"},18.63,0.0729,0.16,13.76]
["March",3,"11AM to 12PM",11,"March 3, 2019 11:00","2019-03-03T11:00:00",{"v":66,"d":"66.0"},47.3,26.1,{"v":21,"d":"21.0"},19.11,0.0724,0.14,13.86]
["March",3,"12PM to 1PM",12,"March 3, 2019 12:00","2019-03-03T12:00:00",69.1,48.7,26.1,{"v":21,"d":"21.0"},19.85,{"v":0.072,"d":"0.0720"},0.14,13.94]
["March",3,"1PM to 2PM",13,"March 3, 2019 13:00","2019-03-03T13:00:00",{"v":70,"d":"70.0"},47.9,{"v":21,"d":"21.0"},16.5,19.37,0.0719,0.11,13.95]
["March",3,"2PM to 3PM",14,"March 3, 2019 14:00","2019-03-03T14:00:00",71.1,48.3,{"v":21,"d":"21.0"},16.5,19.63,0.0717,0.11,13.98]
["March",3,"3PM to 4PM",15,"March 3, 2019 15:00","2019-03-03T15:00:00",{"v":70,"d":"70.0"},47.6,19.9,15.6,19.24,0.0719,{"v":0.1,"d":"0.10"},13.95]
["March",3,"4PM to 5PM",16,"March 3, 2019 16:00","2019-03-03T16:00:00",{"v":70,"d":"70.0"},47.6,19.9,15.6,19.24,0.0719,{"v":0.1,"d":"0.10"},13.95]
["March",3,"5PM to 6PM",17,"March 3, 2019 17:00","2019-03-03T17:00:00",{"v":68,"d":"68.0"},47.2,21.9,17.2,19.01,0.0721,0.11,{"v":13.9,"d":"13.90"}]
["March",3,"6PM to 7PM",18,"March 3, 2019 18:00","2019-03-03T18:00:00",64.9,46.6,{"v":25,"d":"25.0"},19.9,18.69,0.0725,0.13,13.83]
["March",3,"7PM to 8PM",19,"March 3, 2019 19:00","2019-03-03T19:00:00",62.1,46.4,28.9,{"v":24,"d":"24.0"},18.63,0.0729,0.16,13.76]
["March",3,"8PM to 9PM",20,"March 3, 2019 20:00","2019-03-03T20:00:00",{"v":61,"d":"61.0"},46.3,{"v":30,"d":"30.0"},25.2,18.56,{"v":0.073,"d":"0.0730"},0.16,13.74]
["March",3,"9PM to 10PM",21,"March 3, 2019 21:00","2019-03-03T21:00:00",57.9,45.9,33.1,28.9,18.39,0.0735,0.19,13.67]
["March",3,"10PM to 11PM",22,"March 3, 2019 22:00","2019-03-03T22:00:00",55.9,44.2,30.9,26.3,17.51,0.0737,0.17,13.61]
["March",3,"11PM to 12AM",23,"March 3, 2019 23:00","2019-03-03T23:00:00",53.1,42.8,30.9,26.3,16.81,0.0742,0.17,13.53]
["March",4,"12AM to 1AM",0,"March 4, 2019 0:00","2019-03-04",{"v":52,"d":"52.0"},42.3,30.9,26.3,16.55,0.0743,0.17,13.51]
["March",4,"1AM to 2AM",1,"March 4, 2019 1:00","2019-03-04T01:00:00",{"v":52,"d":"52.0"},42.3,30.9,26.3,16.55,0.0743,0.17,13.51]
["March",4,"2AM to 3AM",2,"March 4, 2019 2:00","2019-03-04T02:00:00",51.1,40.8,{"v":28,"d":"28.0"},{"v":23,"d":"23.0"},15.82,0.0745,0.15,13.47]
["March",4,"3AM to 4AM",3,"March 4, 2019 3:00","2019-03-04T03:00:00",48.9,39.7,{"v":28,"d":"28.0"},{"v":23,"d":"23.0"},{"v":15.3,"d":"15.30"},0.0748,0.15,13.41]
["March",4,"4AM to 5AM",4,"March 4, 2019 4:00","2019-03-04T04:00:00",{"v":48,"d":"48.0"},39.2,{"v":28,"d":"28.0"},{"v":23,"d":"23.0"},15.08,0.0749,0.15,13.39]
["March",4,"5AM to 6AM",5,"March 4, 2019 5:00","2019-03-04T05:00:00",{"v":46,"d":"46.0"},37.8,{"v":27,"d":"27.0"},21.9,14.43,0.0752,0.14,13.34]
["March",4,"6AM to 7AM",6,"March 4, 2019 6:00","2019-03-04T06:00:00",44.1,36.7,{"v":27,"d":"27.0"},21.9,13.95,0.0755,0.14,13.28]
["March",4,"7AM to 8AM",7,"March 4, 2019 7:00","2019-03-04T07:00:00",{"v":46,"d":"46.0"},37.8,{"v":27,"d":"27.0"},21.9,14.43,0.0752,0.14,13.34]
["March",4,"8AM to 9AM",8,"March 4, 2019 8:00","2019-03-04T08:00:00",51.1,40.4,{"v":27,"d":"27.0"},21.9,15.65,0.0745,0.14,13.47]
["March",4,"9AM to 10AM",9,"March 4, 2019 9:00","2019-03-04T09:00:00",55.9,43.2,{"v":28,"d":"28.0"},{"v":23,"d":"23.0"},{"v":17,"d":"17.00"},0.0738,0.15,{"v":13.6,"d":"13.60"}]
["March",4,"10AM to 11AM",10,"March 4, 2019 10:00","2019-03-04T10:00:00",60.1,44.6,26.1,{"v":21,"d":"21.0"},17.68,0.0732,0.14,{"v":13.7,"d":"13.70"}]
["March",4,"11AM to 12PM",11,"March 4, 2019 11:00","2019-03-04T11:00:00",{"v":61,"d":"61.0"},44.4,24.1,19.1,17.61,0.0731,0.12,13.72]
["March",4,"12PM to 1PM",12,"March 4, 2019 12:00","2019-03-04T12:00:00",{"v":63,"d":"63.0"},45.4,24.1,19.1,18.08,0.0728,0.12,13.77]
["March",4,"1PM to 2PM",13,"March 4, 2019 13:00","2019-03-04T13:00:00",{"v":66,"d":"66.0"},46.8,24.1,19.1,18.82,0.0724,0.12,13.85]
["March",4,"2PM to 3PM",14,"March 4, 2019 14:00","2019-03-04T14:00:00",{"v":66,"d":"66.0"},46.8,24.1,19.1,18.82,0.0724,0.12,13.85]
["March",4,"3PM to 4PM",15,"March 4, 2019 15:00","2019-03-04T15:00:00",{"v":68,"d":"68.0"},47.4,{"v":23,"d":"23.0"},18.1,19.15,0.0721,0.12,{"v":13.9,"d":"13.90"}]
["March",4,"4PM to 5PM",16,"March 4, 2019 16:00","2019-03-04T16:00:00",{"v":68,"d":"68.0"},46.7,19.9,15.6,18.76,0.0721,{"v":0.1,"d":"0.10"},13.89]
["March",4,"5PM to 6PM",17,"March 4, 2019 17:00","2019-03-04T17:00:00",{"v":66,"d":"66.0"},45.8,19.9,15.6,18.29,0.0724,{"v":0.1,"d":"0.10"},13.84]
["March",4,"6PM to 7PM",18,"March 4, 2019 18:00","2019-03-04T18:00:00",{"v":64,"d":"64.0"},45.3,21.9,17.2,18.05,0.0727,0.11,{"v":13.8,"d":"13.80"}]
["March",4,"7PM to 8PM",19,"March 4, 2019 19:00","2019-03-04T19:00:00",{"v":61,"d":"61.0"},43.9,21.9,17.2,17.31,0.0731,0.11,13.71]
["March",4,"8PM to 9PM",20,"March 4, 2019 20:00","2019-03-04T20:00:00",{"v":57,"d":"57.0"},41.9,21.9,17.2,16.36,0.0737,0.11,13.61]
["March",4,"9PM to 10PM",21,"March 4, 2019 21:00","2019-03-04T21:00:00",{"v":54,"d":"54.0"},40.4,21.9,17.2,15.62,0.0741,0.11,13.53]
["March",4,"10PM to 11PM",22,"March 4, 2019 22:00","2019-03-04T22:00:00",48.9,37.7,21.9,17.2,14.41,0.0748,0.11,{"v":13.4,"d":"13.40"}]
["March",4,"11PM to 12AM",23,"March 4, 2019 23:00","2019-03-04T23:00:00",48.9,37.7,21.9,17.2,14.41,0.0748,0.11,{"v":13.4,"d":"13.40"}]
["March",5,"12AM to 1AM",0,"March 5, 2019 0:00","2019-03-05",{"v":48,"d":"48.0"},37.3,21.9,17.2,14.19,{"v":0.075,"d":"0.0750"},0.11,13.37]
["March",5,"1AM to 2AM",1,"March 5, 2019 1:00","2019-03-05T01:00:00",{"v":48,"d":"48.0"},37.3,21.9,17.2,14.19,{"v":0.075,"d":"0.0750"},0.11,13.37]
["March",5,"2AM to 3AM",2,"March 5, 2019 2:00","2019-03-05T02:00:00",{"v":46,"d":"46.0"},36.2,21.9,17.2,13.71,0.0753,0.11,13.32]
["March",5,"3AM to 4AM",3,"March 5, 2019 3:00","2019-03-05T03:00:00",42.1,34.3,{"v":23,"d":"23.0"},18.1,{"v":12.9,"d":"12.90"},0.0758,0.12,13.22]
["March",5,"4AM to 5AM",4,"March 5, 2019 4:00","2019-03-05T04:00:00",39.9,33.1,{"v":23,"d":"23.0"},18.1,12.38,0.0762,0.12,13.16]
["March",5,"5AM to 6AM",5,"March 5, 2019 5:00","2019-03-05T05:00:00",37.9,31.5,{"v":23,"d":"23.0"},18.1,{"v":11.9,"d":"11.90"},0.0765,0.12,13.11]
["March",5,"6AM to 7AM",6,"March 5, 2019 6:00","2019-03-05T06:00:00",{"v":39,"d":"39.0"},32.6,{"v":23,"d":"23.0"},18.1,12.16,0.0763,0.12,13.14]
["March",5,"7AM to 8AM",7,"March 5, 2019 7:00","2019-03-05T07:00:00",42.1,34.3,{"v":23,"d":"23.0"},18.1,{"v":12.9,"d":"12.90"},0.0758,0.12,13.22]
["March",5,"8AM to 9AM",8,"March 5, 2019 8:00","2019-03-05T08:00:00",48.9,38.1,{"v":23,"d":"23.0"},18.1,14.55,0.0748,0.12,{"v":13.4,"d":"13.40"}]
["March",5,"9AM to 10AM",9,"March 5, 2019 9:00","2019-03-05T09:00:00",{"v":55,"d":"55.0"},41.2,{"v":23,"d":"23.0"},18.1,16.02,0.0739,0.12,13.56]
["March",5,"10AM to 11AM",10,"March 5, 2019 10:00","2019-03-05T10:00:00",{"v":61,"d":"61.0"},44.4,24.1,19.1,17.61,0.0731,0.12,13.72]
["March",5,"11AM to 12PM",11,"March 5, 2019 11:00","2019-03-05T11:00:00",64.9,46.3,24.1,19.1,18.56,0.0725,0.12,13.83]
["March",5,"12PM to 1PM",12,"March 5, 2019 12:00","2019-03-05T12:00:00",69.1,48.2,24.1,19.1,19.56,{"v":0.072,"d":"0.0720"},0.12,13.93]
["March",5,"1PM to 2PM",13,"March 5, 2019 13:00","2019-03-05T13:00:00",71.1,49.1,24.1,19.1,20.04,0.0717,0.12,13.99]
["March",5,"2PM to 3PM",14,"March 5, 2019 14:00","2019-03-05T14:00:00",{"v":73,"d":"73.0"},49.7,{"v":23,"d":"23.0"},18.1,20.36,0.0714,0.12,14.04]
["March",5,"3PM to 4PM",15,"March 5, 2019 15:00","2019-03-05T15:00:00",{"v":73,"d":"73.0"},48.8,{"v":19,"d":"19.0"},{"v":15,"d":"15.0"},19.87,0.0715,{"v":0.1,"d":"0.10"},14.03]
["March",5,"4PM to 5PM",16,"March 5, 2019 16:00","2019-03-05T16:00:00",{"v":73,"d":"73.0"},48.4,17.1,13.6,19.66,0.0715,0.09,14.02]
["March",5,"5PM to 6PM",17,"March 5, 2019 17:00","2019-03-05T17:00:00",{"v":72,"d":"72.0"},48.5,19.9,15.6,19.72,0.0716,{"v":0.1,"d":"0.10"},{"v":14,"d":"14.00"}]
["March",5,"6PM to 7PM",18,"March 5, 2019 18:00","2019-03-05T18:00:00",{"v":70,"d":"70.0"},47.6,19.9,15.6,19.24,0.0719,{"v":0.1,"d":"0.10"},13.95]
["March",5,"7PM to 8PM",19,"March 5, 2019 19:00","2019-03-05T19:00:00",{"v":68,"d":"68.0"},46.7,19.9,15.6,18.76,0.0721,{"v":0.1,"d":"0.10"},13.89]
["March",5,"8PM to 9PM",20,"March 5, 2019 20:00","2019-03-05T20:00:00",64.9,45.5,{"v":21,"d":"21.0"},16.5,18.16,0.0725,0.11,13.82]
["March",5,"9PM to 10PM",21,"March 5, 2019 21:00","2019-03-05T21:00:00",{"v":59,"d":"59.0"},42.7,{"v":21,"d":"21.0"},16.5,16.72,0.0734,0.11,13.66]
["March",5,"10PM to 11PM",22,"March 5, 2019 22:00","2019-03-05T22:00:00",53.1,39.9,21.9,17.2,15.41,0.0742,0.11,13.51]
["March",5,"11PM to 12AM",23,"March 5, 2019 23:00","2019-03-05T23:00:00",{"v":50,"d":"50.0"},38.3,21.9,17.2,14.67,0.0747,0.11,13.43]
["March",6,"12AM to 1AM",0,"March 6, 2019 0:00","2019-03-06",51.1,39.2,{"v":23,"d":"23.0"},18.1,15.07,0.0745,0.12,13.46]
["March",6,"1AM to 2AM",1,{"$f":"A1545&\" \"&B1545&\", \"&$D$5&\" \"&D1545&\":00\"","v":"March 6, 2019 1:00"},{"$f":"DATEVALUE(E1545)+TIMEVALUE(E1545)","v":"2019-03-06T01:00:00"},46.9,{"v":37,"d":"37.0"},{"v":23,"d":"23.0"},18.1,14.07,0.0751,0.12,13.35]
["March",6,"2AM to 3AM",{"$f":"IF(D1545+1>23,0,D1545+1)","v":2},"March 6, 2019 2:00","2019-03-06T02:00:00",{"v":45,"d":"45.0"},35.9,{"v":23,"d":"23.0"},18.1,13.59,0.0754,0.12,{"v":13.3,"d":"13.30"}]
["March",6,"3AM to 4AM",3,"March 6, 2019 3:00","2019-03-06T03:00:00",44.1,35.4,{"v":23,"d":"23.0"},18.1,13.38,0.0755,0.12,13.27]
["March",6,"4AM to 5AM",4,"March 6, 2019 4:00","2019-03-06T04:00:00",44.1,35.4,{"v":23,"d":"23.0"},18.1,13.38,0.0755,0.12,13.27]
["March",6,"5AM to 6AM",5,"March 6, 2019 5:00","2019-03-06T05:00:00",39.9,33.1,{"v":23,"d":"23.0"},18.1,12.38,0.0762,0.12,13.16]
["March",6,"6AM to 7AM",6,"March 6, 2019 6:00","2019-03-06T06:00:00",42.1,34.3,{"v":23,"d":"23.0"},18.1,{"v":12.9,"d":"12.90"},0.0758,0.12,13.22]
["March",6,"7AM to 8AM",7,"March 6, 2019 7:00","2019-03-06T07:00:00",{"v":45,"d":"45.0"},35.9,{"v":23,"d":"23.0"},18.1,13.59,0.0754,0.12,{"v":13.3,"d":"13.30"}]
["March",6,"8AM to 9AM",8,"March 6, 2019 8:00","2019-03-06T08:00:00",{"v":55,"d":"55.0"},41.5,24.1,19.1,16.17,0.0739,0.12,13.56]
["March",6,"9AM to 10AM",9,"March 6, 2019 9:00","2019-03-06T09:00:00",62.1,{"v":45,"d":"45.0"},24.1,19.1,17.87,0.0729,0.12,13.75]
["March",6,"10AM to 11AM",10,"March 6, 2019 10:00","2019-03-06T10:00:00",66.9,46.9,{"v":23,"d":"23.0"},18.1,18.89,0.0723,0.12,13.87]
["March",6,"11AM to 12PM",11,"March 6, 2019 11:00","2019-03-06T11:00:00",{"v":70,"d":"70.0"},48.1,21.9,17.2,19.48,0.0719,0.11,13.95]
["March",6,"12PM to 1PM",12,"March 6, 2019 12:00","2019-03-06T12:00:00",73.9,48.6,{"v":16,"d":"16.0"},12.9,19.77,0.0713,0.08,14.04]
["March",6,"1PM to 2PM",13,"March 6, 2019 13:00","2019-03-06T13:00:00",75.9,49.3,15.1,12.3,20.16,0.0711,0.08,14.09]
["March",6,"2PM to 3PM",14,"March 6, 2019 14:00","2019-03-06T14:00:00",78.1,50.4,{"v":16,"d":"16.0"},12.9,20.76,0.0708,0.08,14.15]
["March",6,"3PM to 4PM",15,"March 6, 2019 15:00","2019-03-06T15:00:00",{"v":77,"d":"77.0"},50.1,17.1,13.6,20.61,0.0709,0.09,14.13]
["March",6,"4PM to 5PM",16,"March 6, 2019 16:00","2019-03-06T16:00:00",78.1,50.4,{"v":16,"d":"16.0"},12.9,20.76,0.0708,0.08,14.15]
["March",6,"5PM to 6PM",17,"March 6, 2019 17:00","2019-03-06T17:00:00",75.9,49.1,{"v":14,"d":"14.0"},11.7,20.06,0.0711,0.08,14.09]
["March",6,"6PM to 7PM",18,"March 6, 2019 18:00","2019-03-06T18:00:00",{"v":75,"d":"75.0"},49.1,{"v":16,"d":"16.0"},12.9,20.03,0.0712,0.08,14.07]
["March",6,"7PM to 8PM",19,"March 6, 2019 19:00","2019-03-06T19:00:00",{"v":73,"d":"73.0"},48.8,{"v":19,"d":"19.0"},{"v":15,"d":"15.0"},19.87,0.0715,{"v":0.1,"d":"0.10"},14.03]
["March",6,"8PM to 9PM",20,"March 6, 2019 20:00","2019-03-06T20:00:00",{"v":70,"d":"70.0"},48.3,{"v":23,"d":"23.0"},18.1,19.63,0.0718,0.12,13.95]
["March",6,"9PM to 10PM",21,"March 6, 2019 21:00","2019-03-06T21:00:00",71.1,48.8,{"v":23,"d":"23.0"},18.1,19.89,0.0717,0.12,13.98]
["March",6,"10PM to 11PM",22,"March 6, 2019 22:00","2019-03-06T22:00:00",66.9,47.2,24.1,19.1,19.04,0.0723,0.12,13.88]
["March",6,"11PM to 12AM",23,"March 6, 2019 23:00","2019-03-06T23:00:00",{"v":66,"d":"66.0"},46.8,24.1,19.1,18.82,0.0724,0.12,13.85]
["March",7,"12AM to 1AM",0,"March 7, 2019 0:00","2019-03-07",64.9,46.3,24.1,19.1,18.56,0.0725,0.12,13.83]
["March",7,"1AM to 2AM",1,"March 7, 2019 1:00","2019-03-07T01:00:00",69.1,47.2,19.9,15.6,19.02,{"v":0.072,"d":"0.0720"},{"v":0.1,"d":"0.10"},13.92]
["March",7,"2AM to 3AM",2,"March 7, 2019 2:00","2019-03-07T02:00:00",66.9,46.2,19.9,15.6,{"v":18.5,"d":"18.50"},0.0723,{"v":0.1,"d":"0.10"},13.87]
["March",7,"3AM to 4AM",3,"March 7, 2019 3:00","2019-03-07T03:00:00",{"v":66,"d":"66.0"},45.6,{"v":19,"d":"19.0"},{"v":15,"d":"15.0"},18.18,0.0724,{"v":0.1,"d":"0.10"},13.84]
["March",7,"4AM to 5AM",4,"March 7, 2019 4:00","2019-03-07T04:00:00",{"v":63,"d":"63.0"},44.1,{"v":19,"d":"19.0"},{"v":15,"d":"15.0"},17.45,0.0728,{"v":0.1,"d":"0.10"},13.76]
["March",7,"5AM to 6AM",5,"March 7, 2019 5:00","2019-03-07T05:00:00",62.1,43.7,{"v":19,"d":"19.0"},{"v":15,"d":"15.0"},17.23,{"v":0.073,"d":"0.0730"},{"v":0.1,"d":"0.10"},13.74]
["March",7,"6AM to 7AM",6,"March 7, 2019 6:00","2019-03-07T06:00:00",55.9,43.9,{"v":30,"d":"30.0"},25.2,17.34,0.0738,0.16,13.61]
["March",7,"7AM to 8AM",7,"March 7, 2019 7:00","2019-03-07T07:00:00",{"v":55,"d":"55.0"},44.9,{"v":34,"d":"34.0"},29.9,17.85,0.0739,{"v":0.2,"d":"0.20"},{"v":13.6,"d":"13.60"}]
["March",7,"8AM to 9AM",8,"March 7, 2019 8:00","2019-03-07T08:00:00",{"v":59,"d":"59.0"},47.5,{"v":36,"d":"36.0"},32.4,{"v":19.2,"d":"19.20"},0.0733,0.21,13.71]
["March",7,"9AM to 10AM",9,"March 7, 2019 9:00","2019-03-07T09:00:00",{"v":63,"d":"63.0"},49.2,{"v":36,"d":"36.0"},32.4,20.16,0.0727,0.21,13.81]
["March",7,"10AM to 11AM",10,"March 7, 2019 10:00","2019-03-07T10:00:00",64.9,50.1,{"v":36,"d":"36.0"},32.4,20.63,0.0724,0.21,13.87]
["March",7,"11AM to 12PM",11,"March 7, 2019 11:00","2019-03-07T11:00:00",{"v":68,"d":"68.0"},51.4,{"v":36,"d":"36.0"},32.4,21.38,{"v":0.072,"d":"0.0720"},0.21,13.95]
["March",7,"12PM to 1PM",12,"March 7, 2019 12:00","2019-03-07T12:00:00",{"v":68,"d":"68.0"},51.4,{"v":36,"d":"36.0"},32.4,21.38,{"v":0.072,"d":"0.0720"},0.21,13.95]
["March",7,"1PM to 2PM",13,"March 7, 2019 13:00","2019-03-07T13:00:00",66.9,50.6,35.1,31.3,20.94,0.0722,{"v":0.2,"d":"0.20"},13.92]
["March",7,"2PM to 3PM",14,"March 7, 2019 14:00","2019-03-07T14:00:00",{"v":70,"d":"70.0"},51.9,35.1,31.3,21.68,0.0718,{"v":0.2,"d":"0.20"},{"v":14,"d":"14.00"}]
["March",7,"3PM to 4PM",15,"March 7, 2019 15:00","2019-03-07T15:00:00",{"v":70,"d":"70.0"},51.6,{"v":34,"d":"34.0"},29.9,21.47,0.0718,{"v":0.2,"d":"0.20"},13.99]
["March",7,"4PM to 5PM",16,"March 7, 2019 16:00","2019-03-07T16:00:00",71.1,{"v":52,"d":"52.0"},{"v":34,"d":"34.0"},29.9,21.73,0.0716,{"v":0.2,"d":"0.20"},14.02]
["March",7,"5PM to 6PM",17,"March 7, 2019 17:00","2019-03-07T17:00:00",{"v":68,"d":"68.0"},50.7,{"v":34,"d":"34.0"},29.9,20.99,{"v":0.072,"d":"0.0720"},{"v":0.2,"d":"0.20"},13.94]
["March",7,"6PM to 7PM",18,"March 7, 2019 18:00","2019-03-07T18:00:00",64.9,50.1,{"v":36,"d":"36.0"},32.4,20.63,0.0724,0.21,13.87]
["March",7,"7PM to 8PM",19,"March 7, 2019 19:00","2019-03-07T19:00:00",{"v":64,"d":"64.0"},49.7,{"v":36,"d":"36.0"},32.4,20.42,0.0726,0.21,13.84]
["March",7,"8PM to 9PM",20,"March 7, 2019 20:00","2019-03-07T20:00:00",57.9,{"v":47,"d":"47.0"},{"v":36,"d":"36.0"},32.4,18.94,0.0734,0.21,13.68]
["March",7,"9PM to 10PM",21,"March 7, 2019 21:00","2019-03-07T21:00:00",60.1,47.6,35.1,31.3,19.28,0.0731,{"v":0.2,"d":"0.20"},13.74]
["March",7,"10PM to 11PM",22,"March 7, 2019 22:00","2019-03-07T22:00:00",60.1,47.6,35.1,31.3,19.28,0.0731,{"v":0.2,"d":"0.20"},13.74]
["March",7,"11PM to 12AM",23,"March 7, 2019 23:00","2019-03-07T23:00:00",55.9,45.7,35.1,31.3,18.28,0.0737,{"v":0.2,"d":"0.20"},13.63]
["March",8,"12AM to 1AM",0,"March 8, 2019 0:00","2019-03-08",{"v":55,"d":"55.0"},45.3,35.1,31.3,18.06,0.0738,{"v":0.2,"d":"0.20"},{"v":13.6,"d":"13.60"}]
["March",8,"1AM to 2AM",1,"March 8, 2019 1:00","2019-03-08T01:00:00",{"v":54,"d":"54.0"},44.8,35.1,31.3,{"v":17.8,"d":"17.80"},{"v":0.074,"d":"0.0740"},{"v":0.2,"d":"0.20"},13.57]
["March",8,"2AM to 3AM",2,"March 8, 2019 2:00","2019-03-08T02:00:00",55.9,45.7,35.1,31.3,18.28,0.0737,{"v":0.2,"d":"0.20"},13.63]
["March",8,"3AM to 4AM",3,"March 8, 2019 3:00","2019-03-08T03:00:00",55.9,45.7,35.1,31.3,18.28,0.0737,{"v":0.2,"d":"0.20"},13.63]
["March",8,"4AM to 5AM",4,"March 8, 2019 4:00","2019-03-08T04:00:00",{"v":54,"d":"54.0"},44.8,35.1,31.3,{"v":17.8,"d":"17.80"},{"v":0.074,"d":"0.0740"},{"v":0.2,"d":"0.20"},13.57]
["March",8,"5AM to 6AM",5,"March 8, 2019 5:00","2019-03-08T05:00:00",55.9,45.7,35.1,31.3,18.28,0.0737,{"v":0.2,"d":"0.20"},13.63]
["March",8,"6AM to 7AM",6,"March 8, 2019 6:00","2019-03-08T06:00:00",{"v":57,"d":"57.0"},46.2,35.1,31.3,18.54,0.0736,{"v":0.2,"d":"0.20"},13.65]
["March",8,"7AM to 8AM",7,"March 8, 2019 7:00","2019-03-08T07:00:00",55.9,45.7,35.1,31.3,18.28,0.0737,{"v":0.2,"d":"0.20"},13.63]
["March",8,"8AM to 9AM",8,"March 8, 2019 8:00","2019-03-08T08:00:00",55.9,47.6,39.9,37.9,19.31,0.0737,0.25,13.65]
["March",8,"9AM to 10AM",9,"March 8, 2019 9:00","2019-03-08T09:00:00",{"v":55,"d":"55.0"},49.1,44.1,44.5,20.12,0.0738,0.29,13.64]
["March",8,"10AM to 11AM",10,"March 8, 2019 10:00","2019-03-08T10:00:00",{"v":55,"d":"55.0"},49.5,{"v":45,"d":"45.0"},46.1,20.36,0.0738,{"v":0.3,"d":"0.30"},13.65]
["March",8,"11AM to 12PM",11,"March 8, 2019 11:00","2019-03-08T11:00:00",55.9,49.9,{"v":45,"d":"45.0"},46.1,20.58,0.0736,{"v":0.3,"d":"0.30"},13.67]
["March",8,"12PM to 1PM",12,"March 8, 2019 12:00","2019-03-08T12:00:00",57.9,50.8,{"v":45,"d":"45.0"},46.1,21.06,0.0733,{"v":0.3,"d":"0.30"},13.72]
["March",8,"1PM to 2PM",13,"March 8, 2019 13:00","2019-03-08T13:00:00",60.1,50.8,{"v":43,"d":"43.0"},42.7,21.06,0.0731,0.28,13.77]
["March",8,"2PM to 3PM",14,"March 8, 2019 14:00","2019-03-08T14:00:00",{"v":57,"d":"57.0"},49.5,{"v":43,"d":"43.0"},42.7,20.32,0.0735,0.28,13.69]
["March",8,"3PM to 4PM",15,"March 8, 2019 15:00","2019-03-08T15:00:00",{"v":54,"d":"54.0"},48.1,{"v":43,"d":"43.0"},42.7,19.57,0.0739,0.28,13.61]
["March",8,"4PM to 5PM",16,"March 8, 2019 16:00","2019-03-08T16:00:00",{"v":55,"d":"55.0"},49.1,44.1,44.5,20.12,0.0738,0.29,13.64]
["March",8,"5PM to 6PM",17,{"$f":"A1609&\" \"&B1609&\", \"&$D$5&\" \"&D1609&\":00\"","v":"March 8, 2019 17:00"},{"$f":"DATEVALUE(E1609)+TIMEVALUE(E1609)","v":"2019-03-08T17:00:00"},{"v":54,"d":"54.0"},48.6,44.1,44.5,19.86,0.0739,0.29,13.61]
["March",8,"6PM to 7PM",{"$f":"IF(D1609+1>23,0,D1609+1)","v":18},"March 8, 2019 18:00","2019-03-08T18:00:00",53.1,48.7,{"v":45,"d":"45.0"},46.1,19.88,{"v":0.074,"d":"0.0740"},{"v":0.3,"d":"0.30"},{"v":13.6,"d":"13.60"}]
["March",8,"7PM to 8PM",19,"March 8, 2019 19:00","2019-03-08T19:00:00",{"v":52,"d":"52.0"},48.2,{"v":45,"d":"45.0"},46.1,19.62,0.0742,{"v":0.3,"d":"0.30"},13.57]
["March",8,"8PM to 9PM",20,"March 8, 2019 20:00","2019-03-08T20:00:00",{"v":52,"d":"52.0"},48.2,{"v":45,"d":"45.0"},46.1,19.62,0.0742,{"v":0.3,"d":"0.30"},13.57]
["March",8,"9PM to 10PM",21,"March 8, 2019 21:00","2019-03-08T21:00:00",{"v":52,"d":"52.0"},48.2,{"v":45,"d":"45.0"},46.1,19.62,0.0742,{"v":0.3,"d":"0.30"},13.57]
["March",8,"10PM to 11PM",22,"March 8, 2019 22:00","2019-03-08T22:00:00",51.1,47.8,{"v":45,"d":"45.0"},46.1,{"v":19.4,"d":"19.40"},0.0743,{"v":0.3,"d":"0.30"},13.54]
["March",8,"11PM to 12AM",23,"March 8, 2019 23:00","2019-03-08T23:00:00",51.1,46.8,{"v":43,"d":"43.0"},42.7,18.88,0.0743,0.28,13.53]
["March",9,"12AM to 1AM",0,"March 9, 2019 0:00","2019-03-09",{"v":50,"d":"50.0"},46.3,{"v":43,"d":"43.0"},42.7,18.61,0.0745,0.28,{"v":13.5,"d":"13.50"}]
["March",9,"1AM to 2AM",1,"March 9, 2019 1:00","2019-03-09T01:00:00",{"v":50,"d":"50.0"},46.3,{"v":43,"d":"43.0"},42.7,18.61,0.0745,0.28,{"v":13.5,"d":"13.50"}]
["March",9,"2AM to 3AM",2,"March 9, 2019 2:00","2019-03-09T02:00:00",48.9,45.8,{"v":43,"d":"43.0"},42.7,18.35,0.0747,0.28,13.48]
["March",9,"3AM to 4AM",3,"March 9, 2019 3:00","2019-03-09T03:00:00",48.9,45.8,{"v":43,"d":"43.0"},42.7,18.35,0.0747,0.28,13.48]
["March",9,"4AM to 5AM",4,"March 9, 2019 4:00","2019-03-09T04:00:00",{"v":48,"d":"48.0"},{"v":45,"d":"45.0"},42.1,41.2,17.91,0.0748,0.27,13.45]
["March",9,"5AM to 6AM",5,"March 9, 2019 5:00","2019-03-09T05:00:00",46.9,43.4,39.9,37.9,17.13,{"v":0.075,"d":"0.0750"},0.25,13.41]
["March",9,"6AM to 7AM",6,"March 9, 2019 6:00","2019-03-09T06:00:00",{"v":45,"d":"45.0"},42.5,39.9,37.9,16.65,0.0753,0.25,13.36]
["March",9,"7AM to 8AM",7,"March 9, 2019 7:00","2019-03-09T07:00:00",44.1,41.1,37.9,35.1,15.99,0.0754,0.23,13.32]
["March",9,"8AM to 9AM",8,"March 9, 2019 8:00","2019-03-09T08:00:00",{"v":46,"d":"46.0"},42.6,{"v":39,"d":"39.0"},36.6,16.71,0.0751,0.24,13.38]
["March",9,"9AM to 10AM",9,"March 9, 2019 9:00","2019-03-09T09:00:00",{"v":48,"d":"48.0"},43.6,{"v":39,"d":"39.0"},36.6,17.19,0.0748,0.24,13.43]
["March",9,"10AM to 11AM",10,"March 9, 2019 10:00","2019-03-09T10:00:00",48.9,43.5,37.9,35.1,17.17,0.0747,0.23,13.45]
["March",9,"11AM to 12PM",11,"March 9, 2019 11:00","2019-03-09T11:00:00",51.1,44.6,37.9,35.1,17.69,0.0744,0.23,13.51]
["March",9,"12PM to 1PM",12,"March 9, 2019 12:00","2019-03-09T12:00:00",53.1,45.5,37.9,35.1,18.17,0.0741,0.23,13.56]
["March",9,"1PM to 2PM",13,"March 9, 2019 13:00","2019-03-09T13:00:00",{"v":55,"d":"55.0"},46.1,{"v":37,"d":"37.0"},33.8,18.46,0.0738,0.22,13.61]
["March",9,"2PM to 3PM",14,"March 9, 2019 14:00","2019-03-09T14:00:00",{"v":57,"d":"57.0"},46.2,35.1,31.3,18.54,0.0736,{"v":0.2,"d":"0.20"},13.65]
["March",9,"3PM to 4PM",15,"March 9, 2019 15:00","2019-03-09T15:00:00",51.1,45.4,39.9,37.9,18.13,0.0744,0.25,13.52]
["March",9,"4PM to 5PM",16,"March 9, 2019 16:00","2019-03-09T16:00:00",{"v":46,"d":"46.0"},42.6,{"v":39,"d":"39.0"},36.6,16.71,0.0751,0.24,13.38]
["March",9,"5PM to 6PM",17,"March 9, 2019 17:00","2019-03-09T17:00:00",51.1,45.4,39.9,37.9,18.13,0.0744,0.25,13.52]
["March",9,"6PM to 7PM",18,"March 9, 2019 18:00","2019-03-09T18:00:00",{"v":50,"d":"50.0"},44.5,{"v":39,"d":"39.0"},36.6,17.67,0.0745,0.24,13.49]
["March",9,"7PM to 8PM",19,"March 9, 2019 19:00","2019-03-09T19:00:00",{"v":50,"d":"50.0"},44.5,{"v":39,"d":"39.0"},36.6,17.67,0.0745,0.24,13.49]
["March",9,"8PM to 9PM",20,"March 9, 2019 20:00","2019-03-09T20:00:00",48.9,44.4,39.9,37.9,17.61,0.0747,0.25,13.46]
["March",9,"9PM to 10PM",21,"March 9, 2019 21:00","2019-03-09T21:00:00",46.9,43.4,39.9,37.9,17.13,{"v":0.075,"d":"0.0750"},0.25,13.41]
["March",9,"10PM to 11PM",22,"March 9, 2019 22:00","2019-03-09T22:00:00",46.9,{"v":43,"d":"43.0"},{"v":39,"d":"39.0"},36.6,16.92,{"v":0.075,"d":"0.0750"},0.24,{"v":13.4,"d":"13.40"}]
["March",9,"11PM to 12AM",23,"March 9, 2019 23:00","2019-03-09T23:00:00",{"v":43,"d":"43.0"},41.1,{"v":39,"d":"39.0"},36.6,15.96,0.0756,0.24,{"v":13.3,"d":"13.30"}]
["March",10,"12AM to 1AM",0,"March 10, 2019 0:00","2019-03-10",44.1,41.6,{"v":39,"d":"39.0"},36.6,16.23,0.0754,0.24,13.33]
["March",10,"1AM to 2AM",1,"March 10, 2019 1:00","2019-03-10T01:00:00",42.1,40.1,37.9,35.1,15.51,0.0757,0.23,13.27]
["March",10,"2AM to 3AM",2,"March 10, 2019 2:00","2019-03-10T02:00:00",42.1,39.7,{"v":37,"d":"37.0"},33.8,15.32,0.0757,0.22,13.27]
["March",10,"3AM to 4AM",3,"March 10, 2019 3:00","2019-03-10T03:00:00",39.9,37.7,35.1,31.3,{"v":14.4,"d":"14.40"},0.0761,{"v":0.2,"d":"0.20"},{"v":13.2,"d":"13.20"}]
["March",10,"4AM to 5AM",4,"March 10, 2019 4:00","2019-03-10T04:00:00",39.9,37.7,35.1,31.3,{"v":14.4,"d":"14.40"},0.0761,{"v":0.2,"d":"0.20"},{"v":13.2,"d":"13.20"}]
["March",10,"5AM to 6AM",5,"March 10, 2019 5:00","2019-03-10T05:00:00",{"v":39,"d":"39.0"},37.2,35.1,31.3,14.18,0.0762,{"v":0.2,"d":"0.20"},13.18]
["March",10,"6AM to 7AM",6,"March 10, 2019 6:00","2019-03-10T06:00:00",37.9,36.2,{"v":34,"d":"34.0"},29.9,13.72,0.0764,{"v":0.2,"d":"0.20"},13.15]
["March",10,"7AM to 8AM",7,"March 10, 2019 7:00","2019-03-10T07:00:00",{"v":41,"d":"41.0"},38.3,35.1,31.3,14.66,0.0759,{"v":0.2,"d":"0.20"},13.23]
["March",10,"8AM to 9AM",8,"March 10, 2019 8:00","2019-03-10T08:00:00",{"v":46,"d":"46.0"},41.7,{"v":37,"d":"37.0"},33.8,16.28,0.0751,0.22,13.37]
["March",10,"9AM to 10AM",9,"March 10, 2019 9:00","2019-03-10T09:00:00",51.1,44.6,37.9,35.1,17.69,0.0744,0.23,13.51]
["March",10,"10AM to 11AM",10,"March 10, 2019 10:00","2019-03-10T10:00:00",53.1,45.5,37.9,35.1,18.17,0.0741,0.23,13.56]
["March",10,"11AM to 12PM",11,"March 10, 2019 11:00","2019-03-10T11:00:00",55.9,46.8,37.9,35.1,18.87,0.0737,0.23,13.64]
["March",10,"12PM to 1PM",12,"March 10, 2019 12:00","2019-03-10T12:00:00",57.9,47.4,{"v":37,"d":"37.0"},33.8,19.16,0.0734,0.22,13.69]
["March",10,"1PM to 2PM",13,"March 10, 2019 13:00","2019-03-10T13:00:00",60.1,47.6,35.1,31.3,19.28,0.0731,{"v":0.2,"d":"0.20"},13.74]
["March",10,"2PM to 3PM",14,"March 10, 2019 14:00","2019-03-10T14:00:00",{"v":61,"d":"61.0"},47.6,{"v":34,"d":"34.0"},29.9,19.29,{"v":0.073,"d":"0.0730"},{"v":0.2,"d":"0.20"},13.75]
["March",10,"3PM to 4PM",15,"March 10, 2019 15:00","2019-03-10T15:00:00",{"v":63,"d":"63.0"},48.5,{"v":34,"d":"34.0"},29.9,19.77,0.0727,{"v":0.2,"d":"0.20"},13.81]
["March",10,"4PM to 5PM",16,"March 10, 2019 16:00","2019-03-10T16:00:00",{"v":63,"d":"63.0"},48.9,35.1,31.3,19.98,0.0727,{"v":0.2,"d":"0.20"},13.81]
["March",10,"5PM to 6PM",17,"March 10, 2019 17:00","2019-03-10T17:00:00",62.1,48.5,35.1,31.3,19.76,0.0729,{"v":0.2,"d":"0.20"},13.79]
["March",10,"6PM to 7PM",18,"March 10, 2019 18:00","2019-03-10T18:00:00",{"v":61,"d":"61.0"},48.3,{"v":36,"d":"36.0"},32.4,19.68,{"v":0.073,"d":"0.0730"},0.21,13.76]
["March",10,"7PM to 8PM",19,"March 10, 2019 19:00","2019-03-10T19:00:00",60.1,47.9,{"v":36,"d":"36.0"},32.4,19.46,0.0731,0.21,13.74]
["March",10,"8PM to 9PM",20,"March 10, 2019 20:00","2019-03-10T20:00:00",57.9,47.4,{"v":37,"d":"37.0"},33.8,19.16,0.0734,0.22,13.69]
["March",10,"9PM to 10PM",21,"March 10, 2019 21:00","2019-03-10T21:00:00",{"v":57,"d":"57.0"},47.3,37.9,35.1,19.13,0.0735,0.23,13.67]
["March",10,"10PM to 11PM",22,"March 10, 2019 22:00","2019-03-10T22:00:00",{"v":55,"d":"55.0"},46.9,{"v":39,"d":"39.0"},36.6,18.89,0.0738,0.24,13.62]
["March",10,"11PM to 12AM",23,"March 10, 2019 23:00","2019-03-10T23:00:00",53.1,45.9,{"v":39,"d":"39.0"},36.6,18.41,0.0741,0.24,13.57]
["March",11,"12AM to 1AM",0,"March 11, 2019 0:00","2019-03-11",{"v":50,"d":"50.0"},44.5,{"v":39,"d":"39.0"},36.6,17.67,0.0745,0.24,13.49]
["March",11,"1AM to 2AM",1,"March 11, 2019 1:00","2019-03-11T01:00:00",{"v":48,"d":"48.0"},43.6,{"v":39,"d":"39.0"},36.6,17.19,0.0748,0.24,13.43]
["March",11,"2AM to 3AM",2,"March 11, 2019 2:00","2019-03-11T02:00:00",{"v":50,"d":"50.0"},44.5,{"v":39,"d":"39.0"},36.6,17.67,0.0745,0.24,13.49]
["March",11,"3AM to 4AM",3,"March 11, 2019 3:00","2019-03-11T03:00:00",46.9,{"v":43,"d":"43.0"},{"v":39,"d":"39.0"},36.6,16.92,{"v":0.075,"d":"0.0750"},0.24,{"v":13.4,"d":"13.40"}]
["March",11,"4AM to 5AM",4,"March 11, 2019 4:00","2019-03-11T04:00:00",{"v":45,"d":"45.0"},41.6,37.9,35.1,16.21,0.0753,0.23,13.35]
["March",11,"5AM to 6AM",5,"March 11, 2019 5:00","2019-03-11T05:00:00",{"v":45,"d":"45.0"},41.6,37.9,35.1,16.21,0.0753,0.23,13.35]
["March",11,"6AM to 7AM",6,"March 11, 2019 6:00","2019-03-11T06:00:00",{"v":45,"d":"45.0"},41.6,37.9,35.1,16.21,0.0753,0.23,13.35]
["March",11,"7AM to 8AM",7,"March 11, 2019 7:00","2019-03-11T07:00:00",{"v":48,"d":"48.0"},43.6,{"v":39,"d":"39.0"},36.6,17.19,0.0748,0.24,13.43]
["March",11,"8AM to 9AM",8,"March 11, 2019 8:00","2019-03-11T08:00:00",{"v":54,"d":"54.0"},46.4,{"v":39,"d":"39.0"},36.6,18.62,{"v":0.074,"d":"0.0740"},0.24,13.59]
["March",11,"9AM to 10AM",9,{"$f":"A1673&\" \"&B1673&\", \"&$D$5&\" \"&D1673&\":00\"","v":"March 11, 2019 9:00"},{"$f":"DATEVALUE(E1673)+TIMEVALUE(E1673)","v":"2019-03-11T09:00:00"},{"v":59,"d":"59.0"},48.6,{"v":39,"d":"39.0"},36.6,19.85,0.0733,0.24,13.72]
["March",11,"10AM to 11AM",{"$f":"IF(D1673+1>23,0,D1673+1)","v":10},"March 11, 2019 10:00","2019-03-11T10:00:00",{"v":63,"d":"63.0"},50.4,{"v":39,"d":"39.0"},36.6,20.81,0.0727,0.24,13.83]
["March",11,"11AM to 12PM",11,"March 11, 2019 11:00","2019-03-11T11:00:00",{"v":66,"d":"66.0"},51.3,37.9,35.1,21.31,0.0723,0.23,{"v":13.9,"d":"13.90"}]
["March",11,"12PM to 1PM",12,"March 11, 2019 12:00","2019-03-11T12:00:00",69.1,52.2,{"v":37,"d":"37.0"},33.8,21.86,0.0719,0.22,13.98]
["March",11,"1PM to 2PM",13,"March 11, 2019 13:00","2019-03-11T13:00:00",71.1,52.4,35.1,31.3,21.94,0.0716,{"v":0.2,"d":"0.20"},14.03]
["March",11,"2PM to 3PM",14,"March 11, 2019 14:00","2019-03-11T14:00:00",{"v":73,"d":"73.0"},52.8,{"v":34,"d":"34.0"},29.9,22.21,0.0714,{"v":0.2,"d":"0.20"},14.07]
["March",11,"3PM to 4PM",15,"March 11, 2019 15:00","2019-03-11T15:00:00",73.9,53.2,{"v":34,"d":"34.0"},29.9,22.43,0.0712,{"v":0.2,"d":"0.20"},{"v":14.1,"d":"14.10"}]
["March",11,"4PM to 5PM",16,"March 11, 2019 16:00","2019-03-11T16:00:00",{"v":73,"d":"73.0"},52.8,{"v":34,"d":"34.0"},29.9,22.21,0.0714,{"v":0.2,"d":"0.20"},14.07]
["March",11,"5PM to 6PM",17,"March 11, 2019 17:00","2019-03-11T17:00:00",{"v":73,"d":"73.0"},52.6,33.1,28.9,22.04,0.0714,0.19,14.07]
["March",11,"6PM to 7PM",18,"March 11, 2019 18:00","2019-03-11T18:00:00",69.1,51.8,{"v":36,"d":"36.0"},32.4,21.64,0.0719,0.21,13.98]
["March",11,"7PM to 8PM",19,"March 11, 2019 19:00","2019-03-11T19:00:00",69.1,51.8,{"v":36,"d":"36.0"},32.4,21.64,0.0719,0.21,13.98]
["March",11,"8PM to 9PM",20,"March 11, 2019 20:00","2019-03-11T20:00:00",66.9,50.9,{"v":36,"d":"36.0"},32.4,21.11,0.0722,0.21,13.92]
["March",11,"9PM to 10PM",21,"March 11, 2019 21:00","2019-03-11T21:00:00",{"v":64,"d":"64.0"},50.8,{"v":39,"d":"39.0"},36.6,21.07,0.0725,0.24,13.86]
["March",11,"10PM to 11PM",22,"March 11, 2019 22:00","2019-03-11T22:00:00",62.1,50.3,39.9,37.9,20.79,0.0728,0.25,13.81]
["March",11,"11PM to 12AM",23,"March 11, 2019 23:00","2019-03-11T23:00:00",{"v":59,"d":"59.0"},{"v":49,"d":"49.0"},39.9,37.9,20.05,0.0732,0.25,13.73]
["March",12,"12AM to 1AM",0,"March 12, 2019 0:00","2019-03-12",57.9,{"v":49,"d":"49.0"},{"v":41,"d":"41.0"},39.5,20.04,0.0734,0.26,{"v":13.7,"d":"13.70"}]
["March",12,"1AM to 2AM",1,"March 12, 2019 1:00","2019-03-12T01:00:00",{"v":54,"d":"54.0"},47.2,{"v":41,"d":"41.0"},39.5,19.08,{"v":0.074,"d":"0.0740"},0.26,{"v":13.6,"d":"13.60"}]
["March",12,"2AM to 3AM",2,"March 12, 2019 2:00","2019-03-12T02:00:00",55.9,48.6,42.1,41.2,19.83,0.0737,0.27,13.66]
["March",12,"3AM to 4AM",3,"March 12, 2019 3:00","2019-03-12T03:00:00",{"v":54,"d":"54.0"},47.2,{"v":41,"d":"41.0"},39.5,19.08,{"v":0.074,"d":"0.0740"},0.26,{"v":13.6,"d":"13.60"}]
["March",12,"4AM to 5AM",4,"March 12, 2019 4:00","2019-03-12T04:00:00",53.1,46.3,39.9,37.9,18.61,0.0741,0.25,13.57]
["March",12,"5AM to 6AM",5,"March 12, 2019 5:00","2019-03-12T05:00:00",51.1,45.4,39.9,37.9,18.13,0.0744,0.25,13.52]
["March",12,"6AM to 7AM",6,"March 12, 2019 6:00","2019-03-12T06:00:00",48.9,44.4,39.9,37.9,17.61,0.0747,0.25,13.46]
["March",12,"7AM to 8AM",7,"March 12, 2019 7:00","2019-03-12T07:00:00",{"v":52,"d":"52.0"},45.8,39.9,37.9,18.35,0.0742,0.25,13.54]
["March",12,"8AM to 9AM",8,"March 12, 2019 8:00","2019-03-12T08:00:00",57.9,48.5,39.9,37.9,19.79,0.0734,0.25,{"v":13.7,"d":"13.70"}]
["March",12,"9AM to 10AM",9,"March 12, 2019 9:00","2019-03-12T09:00:00",62.1,50.3,39.9,37.9,20.79,0.0728,0.25,13.81]
["March",12,"10AM to 11AM",10,"March 12, 2019 10:00","2019-03-12T10:00:00",66.9,52.4,39.9,37.9,21.97,0.0721,0.25,13.94]
["March",12,"11AM to 12PM",11,"March 12, 2019 11:00","2019-03-12T11:00:00",{"v":72,"d":"72.0"},54.1,{"v":39,"d":"39.0"},36.6,22.99,0.0715,0.24,14.07]
["March",12,"12PM to 1PM",12,"March 12, 2019 12:00","2019-03-12T12:00:00",{"v":75,"d":"75.0"},54.9,37.9,35.1,23.49,0.0711,0.23,14.14]
["March",12,"1PM to 2PM",13,"March 12, 2019 13:00","2019-03-12T13:00:00",{"v":77,"d":"77.0"},{"v":55,"d":"55.0"},{"v":36,"d":"36.0"},32.4,23.55,0.0708,0.21,14.19]
["March",12,"2PM to 3PM",14,"March 12, 2019 14:00","2019-03-12T14:00:00",80.1,55.6,{"v":34,"d":"34.0"},29.9,23.91,0.0704,{"v":0.2,"d":"0.20"},14.26]
["March",12,"3PM to 4PM",15,"March 12, 2019 15:00","2019-03-12T15:00:00",80.1,55.1,{"v":32,"d":"32.0"},27.6,23.55,0.0704,0.18,14.25]
["March",12,"4PM to 5PM",16,"March 12, 2019 16:00","2019-03-12T16:00:00",{"v":81,"d":"81.0"},54.8,{"v":30,"d":"30.0"},25.2,23.39,0.0703,0.16,14.27]
["March",12,"5PM to 6PM",17,"March 12, 2019 17:00","2019-03-12T17:00:00",78.1,53.9,30.9,26.3,22.86,0.0707,0.17,14.19]
["March",12,"6PM to 7PM",18,"March 12, 2019 18:00","2019-03-12T18:00:00",75.9,53.4,{"v":32,"d":"32.0"},27.6,22.55,{"v":0.071,"d":"0.0710"},0.18,14.14]
["March",12,"7PM to 8PM",19,"March 12, 2019 19:00","2019-03-12T19:00:00",{"v":72,"d":"72.0"},53.4,{"v":37,"d":"37.0"},33.8,22.56,0.0715,0.22,14.06]
["March",12,"8PM to 9PM",20,"March 12, 2019 20:00","2019-03-12T20:00:00",{"v":72,"d":"72.0"},52.7,35.1,31.3,22.15,0.0715,{"v":0.2,"d":"0.20"},14.05]
["March",12,"9PM to 10PM",21,"March 12, 2019 21:00","2019-03-12T21:00:00",{"v":68,"d":"68.0"},51.4,{"v":36,"d":"36.0"},32.4,21.38,{"v":0.072,"d":"0.0720"},0.21,13.95]
["March",12,"10PM to 11PM",22,"March 12, 2019 22:00","2019-03-12T22:00:00",64.9,50.8,37.9,35.1,21.05,0.0724,0.23,13.88]
["March",12,"11PM to 12AM",23,"March 12, 2019 23:00","2019-03-12T23:00:00",57.9,47.7,37.9,35.1,19.35,0.0734,0.23,13.69]
["March",13,"12AM to 1AM",0,"March 13, 2019 0:00","2019-03-13",{"v":57,"d":"57.0"},47.3,37.9,35.1,19.13,0.0735,0.23,13.67]
["March",13,"1AM to 2AM",1,"March 13, 2019 1:00","2019-03-13T01:00:00",{"v":55,"d":"55.0"},46.9,{"v":39,"d":"39.0"},36.6,18.89,0.0738,0.24,13.62]
["March",13,"2AM to 3AM",2,"March 13, 2019 2:00","2019-03-13T02:00:00",{"v":55,"d":"55.0"},47.2,39.9,37.9,19.09,0.0738,0.25,13.62]
["March",13,"3AM to 4AM",3,"March 13, 2019 3:00","2019-03-13T03:00:00",{"v":55,"d":"55.0"},46.9,{"v":39,"d":"39.0"},36.6,18.89,0.0738,0.24,13.62]
["March",13,"4AM to 5AM",4,"March 13, 2019 4:00","2019-03-13T04:00:00",{"v":54,"d":"54.0"},46.7,39.9,37.9,18.83,{"v":0.074,"d":"0.0740"},0.25,13.59]
["March",13,"5AM to 6AM",5,"March 13, 2019 5:00","2019-03-13T05:00:00",51.1,{"v":45,"d":"45.0"},{"v":39,"d":"39.0"},36.6,17.93,0.0744,0.24,13.51]
["March",13,"6AM to 7AM",6,"March 13, 2019 6:00","2019-03-13T06:00:00",46.9,42.6,37.9,35.1,16.69,{"v":0.075,"d":"0.0750"},0.23,{"v":13.4,"d":"13.40"}]
["March",13,"7AM to 8AM",7,"March 13, 2019 7:00","2019-03-13T07:00:00",53.1,45.5,37.9,35.1,18.17,0.0741,0.23,13.56]
["March",13,"8AM to 9AM",8,"March 13, 2019 8:00","2019-03-13T08:00:00",60.1,48.7,37.9,35.1,19.87,0.0731,0.23,13.75]
["March",13,"9AM to 10AM",9,"March 13, 2019 9:00","2019-03-13T09:00:00",{"v":66,"d":"66.0"},50.9,{"v":37,"d":"37.0"},33.8,21.12,0.0723,0.22,{"v":13.9,"d":"13.90"}]
["March",13,"10AM to 11AM",10,"March 13, 2019 10:00","2019-03-13T10:00:00",{"v":70,"d":"70.0"},52.2,{"v":36,"d":"36.0"},32.4,21.85,0.0718,0.21,{"v":14,"d":"14.00"}]
["March",13,"11AM to 12PM",11,"March 13, 2019 11:00","2019-03-13T11:00:00",{"v":75,"d":"75.0"},53.6,{"v":34,"d":"34.0"},29.9,22.69,0.0711,{"v":0.2,"d":"0.20"},14.13]
["March",13,"12PM to 1PM",12,"March 13, 2019 12:00","2019-03-13T12:00:00",{"v":79,"d":"79.0"},55.2,{"v":34,"d":"34.0"},29.9,23.65,0.0706,{"v":0.2,"d":"0.20"},14.23]
["March",13,"1PM to 2PM",13,"March 13, 2019 13:00","2019-03-13T13:00:00",80.1,54.1,28.9,{"v":24,"d":"24.0"},22.97,0.0705,0.16,14.24]
["March",13,"2PM to 3PM",14,"March 13, 2019 14:00","2019-03-13T14:00:00",{"v":82,"d":"82.0"},54.9,28.9,{"v":24,"d":"24.0"},23.45,0.0702,0.16,14.29]
["March",13,"3PM to 4PM",15,"March 13, 2019 15:00","2019-03-13T15:00:00",{"v":82,"d":"82.0"},54.9,28.9,{"v":24,"d":"24.0"},23.45,0.0702,0.16,14.29]
["March",13,"4PM to 5PM",16,"March 13, 2019 16:00","2019-03-13T16:00:00",{"v":82,"d":"82.0"},54.9,28.9,{"v":24,"d":"24.0"},23.45,0.0702,0.16,14.29]
["March",13,"5PM to 6PM",17,"March 13, 2019 17:00","2019-03-13T17:00:00",{"v":81,"d":"81.0"},54.3,{"v":28,"d":"28.0"},{"v":23,"d":"23.0"},23.04,0.0704,0.15,14.26]
["March",13,"6PM to 7PM",18,"March 13, 2019 18:00","2019-03-13T18:00:00",{"v":79,"d":"79.0"},53.2,{"v":27,"d":"27.0"},21.9,22.38,0.0706,0.14,{"v":14.2,"d":"14.20"}]
["March",13,"7PM to 8PM",19,"March 13, 2019 19:00","2019-03-13T19:00:00",75.9,51.7,26.1,{"v":21,"d":"21.0"},{"v":21.5,"d":"21.50"},{"v":0.071,"d":"0.0710"},0.14,14.12]
["March",13,"8PM to 9PM",20,"March 13, 2019 20:00","2019-03-13T20:00:00",{"v":72,"d":"72.0"},51.4,30.9,26.3,21.38,0.0715,0.17,14.03]
["March",13,"9PM to 10PM",21,"March 13, 2019 21:00","2019-03-13T21:00:00",{"v":66,"d":"66.0"},50.2,35.1,31.3,20.72,0.0723,{"v":0.2,"d":"0.20"},13.89]
["March",13,"10PM to 11PM",22,"March 13, 2019 22:00","2019-03-13T22:00:00",62.1,48.8,{"v":36,"d":"36.0"},32.4,19.94,0.0728,0.21,13.79]
["March",13,"11PM to 12AM",23,"March 13, 2019 23:00","2019-03-13T23:00:00",60.1,47.9,{"v":36,"d":"36.0"},32.4,19.46,0.0731,0.21,13.74]
["March",14,"12AM to 1AM",0,"March 14, 2019 0:00","2019-03-14",{"v":55,"d":"55.0"},45.6,{"v":36,"d":"36.0"},32.4,18.24,0.0738,0.21,13.61]
["March",14,"1AM to 2AM",1,{"$f":"A1737&\" \"&B1737&\", \"&$D$5&\" \"&D1737&\":00\"","v":"March 14, 2019 1:00"},{"$f":"DATEVALUE(E1737)+TIMEVALUE(E1737)","v":"2019-03-14T01:00:00"},{"v":57,"d":"57.0"},46.2,35.1,31.3,18.54,0.0736,{"v":0.2,"d":"0.20"},13.65]
["March",14,"2AM to 3AM",{"$f":"IF(D1737+1>23,0,D1737+1)","v":2},"March 14, 2019 2:00","2019-03-14T02:00:00",55.9,45.7,35.1,31.3,18.28,0.0737,{"v":0.2,"d":"0.20"},13.63]
["March",14,"3AM to 4AM",3,"March 14, 2019 3:00","2019-03-14T03:00:00",53.1,44.4,35.1,31.3,17.58,0.0741,{"v":0.2,"d":"0.20"},13.55]
["March",14,"4AM to 5AM",4,"March 14, 2019 4:00","2019-03-14T04:00:00",48.9,42.3,35.1,31.3,16.58,0.0747,{"v":0.2,"d":"0.20"},13.44]
["March",14,"5AM to 6AM",5,"March 14, 2019 5:00","2019-03-14T05:00:00",53.1,44.4,35.1,31.3,17.58,0.0741,{"v":0.2,"d":"0.20"},13.55]
["March",14,"6AM to 7AM",6,"March 14, 2019 6:00","2019-03-14T06:00:00",53.1,{"v":44,"d":"44.0"},{"v":34,"d":"34.0"},29.9,17.38,0.0741,{"v":0.2,"d":"0.20"},13.55]
["March",14,"7AM to 8AM",7,"March 14, 2019 7:00","2019-03-14T07:00:00",57.9,46.2,{"v":34,"d":"34.0"},29.9,18.55,0.0734,{"v":0.2,"d":"0.20"},13.67]
["March",14,"8AM to 9AM",8,"March 14, 2019 8:00","2019-03-14T08:00:00",{"v":64,"d":"64.0"},49.4,35.1,31.3,20.24,0.0726,{"v":0.2,"d":"0.20"},13.84]
["March",14,"9AM to 10AM",9,"March 14, 2019 9:00","2019-03-14T09:00:00",69.1,51.8,{"v":36,"d":"36.0"},32.4,21.64,0.0719,0.21,13.98]
["March",14,"10AM to 11AM",10,"March 14, 2019 10:00","2019-03-14T10:00:00",{"v":73,"d":"73.0"},52.8,{"v":34,"d":"34.0"},29.9,22.21,0.0714,{"v":0.2,"d":"0.20"},14.07]
["March",14,"11AM to 12PM",11,"March 14, 2019 11:00","2019-03-14T11:00:00",{"v":77,"d":"77.0"},53.8,{"v":32,"d":"32.0"},27.6,22.81,0.0708,0.18,14.17]
["March",14,"12PM to 1PM",12,"March 14, 2019 12:00","2019-03-14T12:00:00",80.1,55.1,{"v":32,"d":"32.0"},27.6,23.55,0.0704,0.18,14.25]
["March",14,"1PM to 2PM",13,"March 14, 2019 13:00","2019-03-14T13:00:00",{"v":82,"d":"82.0"},55.5,30.9,26.3,23.81,0.0702,0.17,{"v":14.3,"d":"14.30"}]
["March",14,"2PM to 3PM",14,"March 14, 2019 14:00","2019-03-14T14:00:00",{"v":84,"d":"84.0"},56.3,30.9,26.3,24.29,0.0699,0.17,14.35]
["March",14,"3PM to 4PM",15,"March 14, 2019 15:00","2019-03-14T15:00:00",84.9,{"v":56,"d":"56.0"},28.9,{"v":24,"d":"24.0"},24.15,0.0698,0.16,14.37]
["March",14,"4PM to 5PM",16,"March 14, 2019 16:00","2019-03-14T16:00:00",84.9,55.5,{"v":27,"d":"27.0"},21.9,23.82,0.0699,0.14,14.36]
["March",14,"5PM to 6PM",17,"March 14, 2019 17:00","2019-03-14T17:00:00",{"v":84,"d":"84.0"},{"v":55,"d":"55.0"},26.1,{"v":21,"d":"21.0"},23.46,{"v":0.07,"d":"0.0700"},0.14,14.33]
["March",14,"6PM to 7PM",18,"March 14, 2019 18:00","2019-03-14T18:00:00",{"v":81,"d":"81.0"},54.8,{"v":30,"d":"30.0"},25.2,23.39,0.0703,0.16,14.27]
["March",14,"7PM to 8PM",19,"March 14, 2019 19:00","2019-03-14T19:00:00",78.1,53.7,{"v":30,"d":"30.0"},25.2,22.69,0.0707,0.16,14.19]
["March",14,"8PM to 9PM",20,"March 14, 2019 20:00","2019-03-14T20:00:00",{"v":72,"d":"72.0"},52.1,33.1,28.9,21.78,0.0715,0.19,14.04]
["March",14,"9PM to 10PM",21,"March 14, 2019 21:00","2019-03-14T21:00:00",64.9,50.1,{"v":36,"d":"36.0"},32.4,20.63,0.0724,0.21,13.87]
["March",14,"10PM to 11PM",22,"March 14, 2019 22:00","2019-03-14T22:00:00",{"v":63,"d":"63.0"},49.2,{"v":36,"d":"36.0"},32.4,20.16,0.0727,0.21,13.81]
["March",14,"11PM to 12AM",23,"March 14, 2019 23:00","2019-03-14T23:00:00",62.1,48.8,{"v":36,"d":"36.0"},32.4,19.94,0.0728,0.21,13.79]
["March",15,"12AM to 1AM",0,"March 15, 2019 0:00","2019-03-15",60.1,48.3,{"v":37,"d":"37.0"},33.8,19.68,0.0731,0.22,13.74]
["March",15,"1AM to 2AM",1,"March 15, 2019 1:00","2019-03-15T01:00:00",55.9,46.5,{"v":37,"d":"37.0"},33.8,18.68,0.0737,0.22,13.63]
["March",15,"2AM to 3AM",2,"March 15, 2019 2:00","2019-03-15T02:00:00",55.9,46.5,{"v":37,"d":"37.0"},33.8,18.68,0.0737,0.22,13.63]
["March",15,"3AM to 4AM",3,"March 15, 2019 3:00","2019-03-15T03:00:00",55.9,46.1,{"v":36,"d":"36.0"},32.4,18.46,0.0737,0.21,13.63]
["March",15,"4AM to 5AM",4,"March 15, 2019 4:00","2019-03-15T04:00:00",{"v":55,"d":"55.0"},45.6,{"v":36,"d":"36.0"},32.4,18.24,0.0738,0.21,13.61]
["March",15,"5AM to 6AM",5,"March 15, 2019 5:00","2019-03-15T05:00:00",51.1,43.8,{"v":36,"d":"36.0"},32.4,17.28,0.0744,0.21,{"v":13.5,"d":"13.50"}]
["March",15,"6AM to 7AM",6,"March 15, 2019 6:00","2019-03-15T06:00:00",{"v":52,"d":"52.0"},44.2,{"v":36,"d":"36.0"},32.4,{"v":17.5,"d":"17.50"},0.0743,0.21,13.52]
["March",15,"7AM to 8AM",7,"March 15, 2019 7:00","2019-03-15T07:00:00",57.9,{"v":47,"d":"47.0"},{"v":36,"d":"36.0"},32.4,18.94,0.0734,0.21,13.68]
["March",15,"8AM to 9AM",8,"March 15, 2019 8:00","2019-03-15T08:00:00",64.9,50.5,{"v":37,"d":"37.0"},33.8,20.86,0.0724,0.22,13.87]
["March",15,"9AM to 10AM",9,"March 15, 2019 9:00","2019-03-15T09:00:00",{"v":72,"d":"72.0"},53.4,{"v":37,"d":"37.0"},33.8,22.56,0.0715,0.22,14.06]
["March",15,"10AM to 11AM",10,"March 15, 2019 10:00","2019-03-15T10:00:00",75.9,{"v":54,"d":"54.0"},{"v":34,"d":"34.0"},29.9,22.91,{"v":0.071,"d":"0.0710"},{"v":0.2,"d":"0.20"},14.15]
["March",15,"11AM to 12PM",11,"March 15, 2019 11:00","2019-03-15T11:00:00",80.1,55.6,{"v":34,"d":"34.0"},29.9,23.91,0.0704,{"v":0.2,"d":"0.20"},14.26]
["March",15,"12PM to 1PM",12,"March 15, 2019 12:00","2019-03-15T12:00:00",82.9,56.2,{"v":32,"d":"32.0"},27.6,24.24,0.0701,0.18,14.33]
["March",15,"1PM to 2PM",13,"March 15, 2019 13:00","2019-03-15T13:00:00",84.9,56.9,{"v":32,"d":"32.0"},27.6,24.72,0.0698,0.18,14.38]
["March",15,"2PM to 3PM",14,"March 15, 2019 14:00","2019-03-15T14:00:00",{"v":86,"d":"86.0"},55.9,{"v":27,"d":"27.0"},21.9,24.08,0.0697,0.14,14.39]
["March",15,"3PM to 4PM",15,"March 15, 2019 15:00","2019-03-15T15:00:00",87.1,57.4,30.9,26.3,25.03,0.0695,0.17,14.43]
["March",15,"4PM to 5PM",16,"March 15, 2019 16:00","2019-03-15T16:00:00",87.1,54.8,19.9,15.6,23.36,0.0696,{"v":0.1,"d":"0.10"},{"v":14.4,"d":"14.40"}]
["March",15,"5PM to 6PM",17,"March 15, 2019 17:00","2019-03-15T17:00:00",{"v":86,"d":"86.0"},56.2,{"v":28,"d":"28.0"},{"v":23,"d":"23.0"},24.25,0.0697,0.15,14.39]
["March",15,"6PM to 7PM",18,"March 15, 2019 18:00","2019-03-15T18:00:00",82.9,{"v":55,"d":"55.0"},{"v":28,"d":"28.0"},{"v":23,"d":"23.0"},23.52,0.0701,0.15,14.31]
["March",15,"7PM to 8PM",19,"March 15, 2019 19:00","2019-03-15T19:00:00",{"v":77,"d":"77.0"},53.5,30.9,26.3,{"v":22.6,"d":"22.60"},0.0709,0.17,14.17]
["March",15,"8PM to 9PM",20,"March 15, 2019 20:00","2019-03-15T20:00:00",{"v":72,"d":"72.0"},52.4,{"v":34,"d":"34.0"},29.9,21.95,0.0715,{"v":0.2,"d":"0.20"},14.04]
["March",15,"9PM to 10PM",21,"March 15, 2019 21:00","2019-03-15T21:00:00",66.9,50.3,{"v":34,"d":"34.0"},29.9,20.73,0.0722,{"v":0.2,"d":"0.20"},13.91]
["March",15,"10PM to 11PM",22,"March 15, 2019 22:00","2019-03-15T22:00:00",{"v":64,"d":"64.0"},{"v":49,"d":"49.0"},{"v":34,"d":"34.0"},29.9,20.03,0.0726,{"v":0.2,"d":"0.20"},13.84]
["March",15,"11PM to 12AM",23,"March 15, 2019 23:00","2019-03-15T23:00:00",{"v":63,"d":"63.0"},48.9,35.1,31.3,19.98,0.0727,{"v":0.2,"d":"0.20"},13.81]
["March",16,"12AM to 1AM",0,"March 16, 2019 0:00","2019-03-16",57.9,{"v":47,"d":"47.0"},{"v":36,"d":"36.0"},32.4,18.94,0.0734,0.21,13.68]
["March",16,"1AM to 2AM",1,"March 16, 2019 1:00","2019-03-16T01:00:00",{"v":61,"d":"61.0"},48.3,{"v":36,"d":"36.0"},32.4,19.68,{"v":0.073,"d":"0.0730"},0.21,13.76]
["March",16,"2AM to 3AM",2,"March 16, 2019 2:00","2019-03-16T02:00:00",{"v":57,"d":"57.0"},46.6,{"v":36,"d":"36.0"},32.4,18.72,0.0736,0.21,13.66]
["March",16,"3AM to 4AM",3,"March 16, 2019 3:00","2019-03-16T03:00:00",{"v":57,"d":"57.0"},46.2,35.1,31.3,18.54,0.0736,{"v":0.2,"d":"0.20"},13.65]
["March",16,"4AM to 5AM",4,"March 16, 2019 4:00","2019-03-16T04:00:00",{"v":55,"d":"55.0"},45.3,35.1,31.3,18.06,0.0738,{"v":0.2,"d":"0.20"},{"v":13.6,"d":"13.60"}]
["March",16,"5AM to 6AM",5,"March 16, 2019 5:00","2019-03-16T05:00:00",{"v":55,"d":"55.0"},45.3,35.1,31.3,18.06,0.0738,{"v":0.2,"d":"0.20"},{"v":13.6,"d":"13.60"}]
["March",16,"6AM to 7AM",6,"March 16, 2019 6:00","2019-03-16T06:00:00",{"v":52,"d":"52.0"},43.8,35.1,31.3,17.32,0.0743,{"v":0.2,"d":"0.20"},13.52]
["March",16,"7AM to 8AM",7,"March 16, 2019 7:00","2019-03-16T07:00:00",60.1,47.9,{"v":36,"d":"36.0"},32.4,19.46,0.0731,0.21,13.74]
["March",16,"8AM to 9AM",8,"March 16, 2019 8:00","2019-03-16T08:00:00",69.1,52.2,{"v":37,"d":"37.0"},33.8,21.86,0.0719,0.22,13.98]
["March",16,"9AM to 10AM",9,"March 16, 2019 9:00","2019-03-16T09:00:00",{"v":73,"d":"73.0"},53.2,35.1,31.3,22.42,0.0714,{"v":0.2,"d":"0.20"},14.08]
["March",16,"10AM to 11AM",10,"March 16, 2019 10:00","2019-03-16T10:00:00",{"v":77,"d":"77.0"},54.2,33.1,28.9,{"v":23,"d":"23.00"},0.0708,0.19,14.17]
["March",16,"11AM to 12PM",11,"March 16, 2019 11:00","2019-03-16T11:00:00",{"v":81,"d":"81.0"},55.1,30.9,26.3,23.55,0.0703,0.17,14.27]
["March",16,"12PM to 1PM",12,"March 16, 2019 12:00","2019-03-16T12:00:00",{"v":84,"d":"84.0"},56.6,{"v":32,"d":"32.0"},27.6,{"v":24.5,"d":"24.50"},0.0699,0.18,14.36]
["March",16,"1PM to 2PM",13,"March 16, 2019 13:00","2019-03-16T13:00:00",87.1,55.2,21.9,17.2,23.61,0.0696,0.11,{"v":14.4,"d":"14.40"}]
["March",16,"2PM to 3PM",14,"March 16, 2019 14:00","2019-03-16T14:00:00",89.1,56.4,24.1,19.1,24.38,0.0693,0.12,14.46]
["March",16,"3PM to 4PM",15,"March 16, 2019 15:00","2019-03-16T15:00:00",{"v":90,"d":"90.0"},56.8,24.1,19.1,{"v":24.6,"d":"24.60"},0.0692,0.12,14.48]
["March",16,"4PM to 5PM",16,"March 16, 2019 16:00","2019-03-16T16:00:00",89.1,55.6,19.9,15.6,23.84,0.0694,{"v":0.1,"d":"0.10"},14.45]
["March",16,"5PM to 6PM",17,{"$f":"A1801&\" \"&B1801&\", \"&$D$5&\" \"&D1801&\":00\"","v":"March 16, 2019 17:00"},{"$f":"DATEVALUE(E1801)+TIMEVALUE(E1801)","v":"2019-03-16T17:00:00"},87.1,55.9,{"v":25,"d":"25.0"},19.9,24.03,0.0696,0.13,14.41]
["March",16,"6PM to 7PM",{"$f":"IF(D1801+1>23,0,D1801+1)","v":18},"March 16, 2019 18:00","2019-03-16T18:00:00",{"v":84,"d":"84.0"},55.7,28.9,{"v":24,"d":"24.0"},23.93,{"v":0.07,"d":"0.0700"},0.16,14.34]
["March",16,"7PM to 8PM",19,"March 16, 2019 19:00","2019-03-16T19:00:00",{"v":82,"d":"82.0"},54.7,{"v":28,"d":"28.0"},{"v":23,"d":"23.0"},{"v":23.3,"d":"23.30"},0.0702,0.15,14.29]
["March",16,"8PM to 9PM",20,"March 16, 2019 20:00","2019-03-16T20:00:00",{"v":73,"d":"73.0"},51.6,{"v":30,"d":"30.0"},25.2,21.47,0.0714,0.16,14.06]
["March",16,"9PM to 10PM",21,"March 16, 2019 21:00","2019-03-16T21:00:00",69.1,50.2,30.9,26.3,20.68,0.0719,0.17,13.96]
["March",16,"10PM to 11PM",22,"March 16, 2019 22:00","2019-03-16T22:00:00",69.1,50.6,{"v":32,"d":"32.0"},27.6,20.89,0.0719,0.18,13.96]
["March",16,"11PM to 12AM",23,"March 16, 2019 23:00","2019-03-16T23:00:00",66.9,49.6,{"v":32,"d":"32.0"},27.6,20.37,0.0722,0.18,{"v":13.9,"d":"13.90"}]
["March",17,"12AM to 1AM",0,"March 17, 2019 0:00","2019-03-17",64.9,49.1,33.1,28.9,20.08,0.0725,0.19,13.86]
["March",17,"1AM to 2AM",1,"March 17, 2019 1:00","2019-03-17T01:00:00",{"v":63,"d":"63.0"},48.9,35.1,31.3,19.98,0.0727,{"v":0.2,"d":"0.20"},13.81]
["March",17,"2AM to 3AM",2,"March 17, 2019 2:00","2019-03-17T02:00:00",62.1,48.5,35.1,31.3,19.76,0.0729,{"v":0.2,"d":"0.20"},13.79]
["March",17,"3AM to 4AM",3,"March 17, 2019 3:00","2019-03-17T03:00:00",60.1,47.6,35.1,31.3,19.28,0.0731,{"v":0.2,"d":"0.20"},13.74]
["March",17,"4AM to 5AM",4,"March 17, 2019 4:00","2019-03-17T04:00:00",55.9,45.7,35.1,31.3,18.28,0.0737,{"v":0.2,"d":"0.20"},13.63]
["March",17,"5AM to 6AM",5,"March 17, 2019 5:00","2019-03-17T05:00:00",60.1,47.2,{"v":34,"d":"34.0"},29.9,19.07,0.0731,{"v":0.2,"d":"0.20"},13.73]
["March",17,"6AM to 7AM",6,"March 17, 2019 6:00","2019-03-17T06:00:00",57.9,46.2,{"v":34,"d":"34.0"},29.9,18.55,0.0734,{"v":0.2,"d":"0.20"},13.67]
["March",17,"7AM to 8AM",7,"March 17, 2019 7:00","2019-03-17T07:00:00",{"v":63,"d":"63.0"},48.5,{"v":34,"d":"34.0"},29.9,19.77,0.0727,{"v":0.2,"d":"0.20"},13.81]
["March",17,"8AM to 9AM",8,"March 17, 2019 8:00","2019-03-17T08:00:00",{"v":73,"d":"73.0"},53.2,35.1,31.3,22.42,0.0714,{"v":0.2,"d":"0.20"},14.08]
["March",17,"9AM to 10AM",9,"March 17, 2019 9:00","2019-03-17T09:00:00",{"v":77,"d":"77.0"},54.2,33.1,28.9,{"v":23,"d":"23.00"},0.0708,0.19,14.17]
["March",17,"10AM to 11AM",10,"March 17, 2019 10:00","2019-03-17T10:00:00",{"v":81,"d":"81.0"},55.7,33.1,28.9,23.96,0.0703,0.19,14.28]
["March",17,"11AM to 12PM",11,"March 17, 2019 11:00","2019-03-17T11:00:00",82.9,56.5,33.1,28.9,24.44,0.0701,0.19,14.33]
["March",17,"12PM to 1PM",12,"March 17, 2019 12:00","2019-03-17T12:00:00",{"v":88,"d":"88.0"},58.6,{"v":34,"d":"34.0"},29.9,25.82,0.0694,{"v":0.2,"d":"0.20"},14.47]
["March",17,"1PM to 2PM",13,"March 17, 2019 13:00","2019-03-17T13:00:00",89.1,57.6,28.9,{"v":24,"d":"24.0"},25.15,0.0693,0.16,14.48]
["March",17,"2PM to 3PM",14,"March 17, 2019 14:00","2019-03-17T14:00:00",{"v":91,"d":"91.0"},58.9,30.9,26.3,25.99,{"v":0.069,"d":"0.0690"},0.17,14.54]
["March",17,"3PM to 4PM",15,"March 17, 2019 15:00","2019-03-17T15:00:00",{"v":91,"d":"91.0"},58.9,30.9,26.3,25.99,{"v":0.069,"d":"0.0690"},0.17,14.54]
["March",17,"4PM to 5PM",16,"March 17, 2019 16:00","2019-03-17T16:00:00",{"v":90,"d":"90.0"},58.5,30.9,26.3,25.73,0.0692,0.17,14.51]
["March",17,"5PM to 6PM",17,"March 17, 2019 17:00","2019-03-17T17:00:00",89.1,58.8,33.1,28.9,25.92,0.0693,0.19,14.49]
["March",17,"6PM to 7PM",18,"March 17, 2019 18:00","2019-03-17T18:00:00",{"v":86,"d":"86.0"},57.6,33.1,28.9,25.18,0.0697,0.19,14.41]
["March",17,"7PM to 8PM",19,"March 17, 2019 19:00","2019-03-17T19:00:00",84.9,56.9,{"v":32,"d":"32.0"},27.6,24.72,0.0698,0.18,14.38]
["March",17,"8PM to 9PM",20,"March 17, 2019 20:00","2019-03-17T20:00:00",{"v":77,"d":"77.0"},54.8,35.1,31.3,23.37,0.0708,{"v":0.2,"d":"0.20"},14.18]
["March",17,"9PM to 10PM",21,"March 17, 2019 21:00","2019-03-17T21:00:00",71.1,52.4,35.1,31.3,21.94,0.0716,{"v":0.2,"d":"0.20"},14.03]
["March",17,"10PM to 11PM",22,"March 17, 2019 22:00","2019-03-17T22:00:00",{"v":73,"d":"73.0"},53.8,{"v":37,"d":"37.0"},33.8,22.82,0.0713,0.22,14.09]
["March",17,"11PM to 12AM",23,"March 17, 2019 23:00","2019-03-17T23:00:00",{"v":68,"d":"68.0"},51.8,{"v":37,"d":"37.0"},33.8,{"v":21.6,"d":"21.60"},{"v":0.072,"d":"0.0720"},0.22,13.95]
["March",18,"12AM to 1AM",0,"March 18, 2019 0:00","2019-03-18",69.1,52.2,{"v":37,"d":"37.0"},33.8,21.86,0.0719,0.22,13.98]
["March",18,"1AM to 2AM",1,"March 18, 2019 1:00","2019-03-18T01:00:00",{"v":64,"d":"64.0"},50.1,{"v":37,"d":"37.0"},33.8,20.64,0.0726,0.22,13.85]
["March",18,"2AM to 3AM",2,"March 18, 2019 2:00","2019-03-18T02:00:00",{"v":64,"d":"64.0"},50.1,{"v":37,"d":"37.0"},33.8,20.64,0.0726,0.22,13.85]
["March",18,"3AM to 4AM",3,"March 18, 2019 3:00","2019-03-18T03:00:00",62.1,49.2,{"v":37,"d":"37.0"},33.8,20.16,0.0728,0.22,{"v":13.8,"d":"13.80"}]
["March",18,"4AM to 5AM",4,"March 18, 2019 4:00","2019-03-18T04:00:00",60.1,48.3,{"v":37,"d":"37.0"},33.8,19.68,0.0731,0.22,13.74]
["March",18,"5AM to 6AM",5,"March 18, 2019 5:00","2019-03-18T05:00:00",{"v":59,"d":"59.0"},47.9,{"v":37,"d":"37.0"},33.8,19.42,0.0733,0.22,13.71]
["March",18,"6AM to 7AM",6,"March 18, 2019 6:00","2019-03-18T06:00:00",{"v":59,"d":"59.0"},47.9,{"v":37,"d":"37.0"},33.8,19.42,0.0733,0.22,13.71]
["March",18,"7AM to 8AM",7,"March 18, 2019 7:00","2019-03-18T07:00:00",{"v":61,"d":"61.0"},48.7,{"v":37,"d":"37.0"},33.8,{"v":19.9,"d":"19.90"},{"v":0.073,"d":"0.0730"},0.22,13.77]
["March",18,"8AM to 9AM",8,"March 18, 2019 8:00","2019-03-18T08:00:00",69.1,52.5,37.9,35.1,22.05,0.0719,0.23,13.98]
["March",18,"9AM to 10AM",9,"March 18, 2019 9:00","2019-03-18T09:00:00",{"v":75,"d":"75.0"},54.6,{"v":37,"d":"37.0"},33.8,{"v":23.3,"d":"23.30"},0.0711,0.22,14.14]
["March",18,"10AM to 11AM",10,"March 18, 2019 10:00","2019-03-18T10:00:00",80.1,56.2,{"v":36,"d":"36.0"},32.4,24.29,0.0704,0.21,14.27]
["March",18,"11AM to 12PM",11,"March 18, 2019 11:00","2019-03-18T11:00:00",82.9,{"v":57,"d":"57.0"},35.1,31.3,24.81,0.0701,{"v":0.2,"d":"0.20"},14.34]
["March",18,"12PM to 1PM",12,"March 18, 2019 12:00","2019-03-18T12:00:00",82.9,56.7,{"v":34,"d":"34.0"},29.9,{"v":24.6,"d":"24.60"},0.0701,{"v":0.2,"d":"0.20"},14.33]
["March",18,"1PM to 2PM",13,"March 18, 2019 13:00","2019-03-18T13:00:00",{"v":84,"d":"84.0"},56.9,33.1,28.9,{"v":24.7,"d":"24.70"},0.0699,0.19,14.36]
["March",18,"2PM to 3PM",14,"March 18, 2019 14:00","2019-03-18T14:00:00",84.9,57.5,{"v":34,"d":"34.0"},29.9,25.08,0.0698,{"v":0.2,"d":"0.20"},14.39]
["March",18,"3PM to 4PM",15,"March 18, 2019 15:00","2019-03-18T15:00:00",87.1,58.3,{"v":34,"d":"34.0"},29.9,25.61,0.0695,{"v":0.2,"d":"0.20"},14.44]
["March",18,"4PM to 5PM",16,"March 18, 2019 16:00","2019-03-18T16:00:00",87.1,58.3,{"v":34,"d":"34.0"},29.9,25.61,0.0695,{"v":0.2,"d":"0.20"},14.44]
["March",18,"5PM to 6PM",17,"March 18, 2019 17:00","2019-03-18T17:00:00",84.9,56.9,{"v":32,"d":"32.0"},27.6,24.72,0.0698,0.18,14.38]
["March",18,"6PM to 7PM",18,"March 18, 2019 18:00","2019-03-18T18:00:00",{"v":82,"d":"82.0"},55.8,{"v":32,"d":"32.0"},27.6,24.03,0.0702,0.18,{"v":14.3,"d":"14.30"}]
["March",18,"7PM to 8PM",19,"March 18, 2019 19:00","2019-03-18T19:00:00",{"v":77,"d":"77.0"},54.2,33.1,28.9,{"v":23,"d":"23.00"},0.0708,0.19,14.17]
["March",18,"8PM to 9PM",20,"March 18, 2019 20:00","2019-03-18T20:00:00",{"v":77,"d":"77.0"},54.4,{"v":34,"d":"34.0"},29.9,23.17,0.0708,{"v":0.2,"d":"0.20"},14.18]
["March",18,"9PM to 10PM",21,"March 18, 2019 21:00","2019-03-18T21:00:00",{"v":73,"d":"73.0"},53.2,35.1,31.3,22.42,0.0714,{"v":0.2,"d":"0.20"},14.08]
["March",18,"10PM to 11PM",22,"March 18, 2019 22:00","2019-03-18T22:00:00",71.1,{"v":53,"d":"53.0"},{"v":37,"d":"37.0"},33.8,22.34,0.0716,0.22,14.03]
["March",18,"11PM to 12AM",23,"March 18, 2019 23:00","2019-03-18T23:00:00",{"v":66,"d":"66.0"},50.5,{"v":36,"d":"36.0"},32.4,{"v":20.9,"d":"20.90"},0.0723,0.21,{"v":13.9,"d":"13.90"}]
["March",19,"12AM to 1AM",0,"March 19, 2019 0:00","2019-03-19",{"v":63,"d":"63.0"},49.2,{"v":36,"d":"36.0"},32.4,20.16,0.0727,0.21,13.81]
["March",19,"1AM to 2AM",1,"March 19, 2019 1:00","2019-03-19T01:00:00",{"v":63,"d":"63.0"},49.6,{"v":37,"d":"37.0"},33.8,20.38,0.0727,0.22,13.82]
["March",19,"2AM to 3AM",2,"March 19, 2019 2:00","2019-03-19T02:00:00",62.1,49.2,{"v":37,"d":"37.0"},33.8,20.16,0.0728,0.22,{"v":13.8,"d":"13.80"}]
["March",19,"3AM to 4AM",3,"March 19, 2019 3:00","2019-03-19T03:00:00",{"v":61,"d":"61.0"},48.3,{"v":36,"d":"36.0"},32.4,19.68,{"v":0.073,"d":"0.0730"},0.21,13.76]
["March",19,"4AM to 5AM",4,"March 19, 2019 4:00","2019-03-19T04:00:00",{"v":61,"d":"61.0"},{"v":48,"d":"48.0"},35.1,31.3,{"v":19.5,"d":"19.50"},{"v":0.073,"d":"0.0730"},{"v":0.2,"d":"0.20"},13.76]
["March",19,"5AM to 6AM",5,"March 19, 2019 5:00","2019-03-19T05:00:00",{"v":59,"d":"59.0"},47.1,35.1,31.3,19.02,0.0733,{"v":0.2,"d":"0.20"},13.71]
["March",19,"6AM to 7AM",6,"March 19, 2019 6:00","2019-03-19T06:00:00",{"v":57,"d":"57.0"},46.2,35.1,31.3,18.54,0.0736,{"v":0.2,"d":"0.20"},13.65]
["March",19,"7AM to 8AM",7,"March 19, 2019 7:00","2019-03-19T07:00:00",{"v":61,"d":"61.0"},48.7,{"v":37,"d":"37.0"},33.8,{"v":19.9,"d":"19.90"},{"v":0.073,"d":"0.0730"},0.22,13.77]
["March",19,"8AM to 9AM",8,"March 19, 2019 8:00","2019-03-19T08:00:00",{"v":64,"d":"64.0"},50.1,{"v":37,"d":"37.0"},33.8,20.64,0.0726,0.22,13.85]
["March",19,"9AM to 10AM",9,{"$f":"A1865&\" \"&B1865&\", \"&$D$5&\" \"&D1865&\":00\"","v":"March 19, 2019 9:00"},{"$f":"DATEVALUE(E1865)+TIMEVALUE(E1865)","v":"2019-03-19T09:00:00"},{"v":64,"d":"64.0"},52.9,44.1,44.5,{"v":22.3,"d":"22.30"},0.0725,0.29,13.88]
["March",19,"10AM to 11AM",{"$f":"IF(D1865+1>23,0,D1865+1)","v":10},"March 19, 2019 10:00","2019-03-19T10:00:00",71.1,55.7,44.1,44.5,24.01,0.0715,0.29,14.07]
["March",19,"11AM to 12PM",11,"March 19, 2019 11:00","2019-03-19T11:00:00",{"v":73,"d":"73.0"},56.5,44.1,44.5,24.49,0.0713,0.29,14.12]
["March",19,"12PM to 1PM",12,"March 19, 2019 12:00","2019-03-19T12:00:00",73.9,57.6,{"v":46,"d":"46.0"},48.1,25.26,0.0711,0.31,14.16]
["March",19,"1PM to 2PM",13,"March 19, 2019 13:00","2019-03-19T13:00:00",73.9,57.6,{"v":46,"d":"46.0"},48.1,25.26,0.0711,0.31,14.16]
["March",19,"2PM to 3PM",14,"March 19, 2019 14:00","2019-03-19T14:00:00",{"v":75,"d":"75.0"},{"v":58,"d":"58.0"},{"v":46,"d":"46.0"},48.1,25.52,{"v":0.071,"d":"0.0710"},0.31,14.18]
["March",19,"3PM to 4PM",15,"March 19, 2019 15:00","2019-03-19T15:00:00",{"v":75,"d":"75.0"},{"v":58,"d":"58.0"},{"v":46,"d":"46.0"},48.1,25.52,{"v":0.071,"d":"0.0710"},0.31,14.18]
["March",19,"4PM to 5PM",16,"March 19, 2019 16:00","2019-03-19T16:00:00",{"v":75,"d":"75.0"},{"v":58,"d":"58.0"},{"v":46,"d":"46.0"},48.1,25.52,{"v":0.071,"d":"0.0710"},0.31,14.18]
["March",19,"5PM to 6PM",17,"March 19, 2019 17:00","2019-03-19T17:00:00",{"v":73,"d":"73.0"},57.3,{"v":46,"d":"46.0"},48.1,25.04,0.0713,0.31,14.13]
["March",19,"6PM to 7PM",18,"March 19, 2019 18:00","2019-03-19T18:00:00",71.1,{"v":57,"d":"57.0"},46.9,49.7,24.82,0.0715,0.32,14.08]
["March",19,"7PM to 8PM",19,"March 19, 2019 19:00","2019-03-19T19:00:00",69.1,56.2,46.9,49.7,24.34,0.0718,0.32,14.03]
["March",19,"8PM to 9PM",20,"March 19, 2019 20:00","2019-03-19T20:00:00",64.9,56.6,51.1,58.2,24.65,0.0723,0.38,13.95]
["March",19,"9PM to 10PM",21,"March 19, 2019 21:00","2019-03-19T21:00:00",{"v":64,"d":"64.0"},56.3,51.1,58.2,24.43,0.0724,0.38,13.92]
["March",19,"10PM to 11PM",22,"March 19, 2019 22:00","2019-03-19T22:00:00",{"v":63,"d":"63.0"},55.9,51.1,58.2,24.16,0.0726,0.38,{"v":13.9,"d":"13.90"}]
["March",19,"11PM to 12AM",23,"March 19, 2019 23:00","2019-03-19T23:00:00",62.1,55.5,51.1,58.2,23.95,0.0727,0.38,13.87]
["March",20,"12AM to 1AM",0,"March 20, 2019 0:00","2019-03-20",{"v":63,"d":"63.0"},55.9,51.1,58.2,24.16,0.0726,0.38,{"v":13.9,"d":"13.90"}]
["March",20,"1AM to 2AM",1,"March 20, 2019 1:00","2019-03-20T01:00:00",62.1,{"v":56,"d":"56.0"},{"v":52,"d":"52.0"},60.2,24.26,0.0727,0.39,13.88]
["March",20,"2AM to 3AM",2,"March 20, 2019 2:00","2019-03-20T02:00:00",{"v":61,"d":"61.0"},55.6,{"v":52,"d":"52.0"},60.2,23.99,0.0728,0.39,13.85]
["March",20,"3AM to 4AM",3,"March 20, 2019 3:00","2019-03-20T03:00:00",62.1,{"v":56,"d":"56.0"},{"v":52,"d":"52.0"},60.2,24.26,0.0727,0.39,13.88]
["March",20,"4AM to 5AM",4,"March 20, 2019 4:00","2019-03-20T04:00:00",{"v":61,"d":"61.0"},55.6,{"v":52,"d":"52.0"},60.2,23.99,0.0728,0.39,13.85]
["March",20,"5AM to 6AM",5,"March 20, 2019 5:00","2019-03-20T05:00:00",{"v":61,"d":"61.0"},55.6,{"v":52,"d":"52.0"},60.2,23.99,0.0728,0.39,13.85]
["March",20,"6AM to 7AM",6,"March 20, 2019 6:00","2019-03-20T06:00:00",57.9,53.9,51.1,58.2,22.94,0.0733,0.38,13.76]
["March",20,"7AM to 8AM",7,"March 20, 2019 7:00","2019-03-20T07:00:00",{"v":57,"d":"57.0"},53.5,51.1,58.2,22.72,0.0734,0.38,13.74]
["March",20,"8AM to 9AM",8,"March 20, 2019 8:00","2019-03-20T08:00:00",57.9,53.3,{"v":50,"d":"50.0"},55.9,22.58,0.0733,0.36,13.75]
["March",20,"9AM to 10AM",9,"March 20, 2019 9:00","2019-03-20T09:00:00",{"v":59,"d":"59.0"},53.8,{"v":50,"d":"50.0"},55.9,22.84,0.0731,0.36,13.78]
["March",20,"10AM to 11AM",10,"March 20, 2019 10:00","2019-03-20T10:00:00",{"v":61,"d":"61.0"},54.5,{"v":50,"d":"50.0"},55.9,23.32,0.0729,0.36,13.84]
["March",20,"11AM to 12PM",11,"March 20, 2019 11:00","2019-03-20T11:00:00",{"v":64,"d":"64.0"},55.7,{"v":50,"d":"50.0"},55.9,24.07,0.0724,0.36,13.92]
["March",20,"12PM to 1PM",12,"March 20, 2019 12:00","2019-03-20T12:00:00",{"v":64,"d":"64.0"},55.7,{"v":50,"d":"50.0"},55.9,24.07,0.0724,0.36,13.92]
["March",20,"1PM to 2PM",13,"March 20, 2019 13:00","2019-03-20T13:00:00",66.9,56.3,48.9,53.6,24.42,{"v":0.072,"d":"0.0720"},0.35,13.99]
["March",20,"2PM to 3PM",14,"March 20, 2019 14:00","2019-03-20T14:00:00",{"v":68,"d":"68.0"},56.3,{"v":48,"d":"48.0"},51.8,{"v":24.4,"d":"24.40"},0.0719,0.34,14.01]
["March",20,"3PM to 4PM",15,"March 20, 2019 15:00","2019-03-20T15:00:00",{"v":68,"d":"68.0"},56.7,48.9,53.6,24.68,0.0719,0.35,14.02]
["March",20,"4PM to 5PM",16,"March 20, 2019 16:00","2019-03-20T16:00:00",69.1,57.1,48.9,53.6,24.95,0.0717,0.35,14.04]
["March",20,"5PM to 6PM",17,"March 20, 2019 17:00","2019-03-20T17:00:00",{"v":68,"d":"68.0"},56.3,{"v":48,"d":"48.0"},51.8,{"v":24.4,"d":"24.40"},0.0719,0.34,14.01]
["March",20,"6PM to 7PM",18,"March 20, 2019 18:00","2019-03-20T18:00:00",64.9,55.1,{"v":48,"d":"48.0"},51.8,23.66,0.0723,0.34,13.93]
["March",20,"7PM to 8PM",19,"March 20, 2019 19:00","2019-03-20T19:00:00",64.9,55.1,{"v":48,"d":"48.0"},51.8,23.66,0.0723,0.34,13.93]
["March",20,"8PM to 9PM",20,"March 20, 2019 20:00","2019-03-20T20:00:00",62.1,{"v":54,"d":"54.0"},{"v":48,"d":"48.0"},51.8,22.96,0.0727,0.34,13.85]
["March",20,"9PM to 10PM",21,"March 20, 2019 21:00","2019-03-20T21:00:00",62.1,{"v":54,"d":"54.0"},{"v":48,"d":"48.0"},51.8,22.96,0.0727,0.34,13.85]
["March",20,"10PM to 11PM",22,"March 20, 2019 22:00","2019-03-20T22:00:00",{"v":64,"d":"64.0"},54.8,{"v":48,"d":"48.0"},51.8,23.44,0.0725,0.34,{"v":13.9,"d":"13.90"}]
["March",20,"11PM to 12AM",23,"March 20, 2019 23:00","2019-03-20T23:00:00",{"v":63,"d":"63.0"},54.8,48.9,53.6,23.46,0.0726,0.35,13.88]
["March",21,"12AM to 1AM",0,"March 21, 2019 0:00","2019-03-21",{"v":61,"d":"61.0"},54.5,{"v":50,"d":"50.0"},55.9,23.32,0.0729,0.36,13.84]
["March",21,"1AM to 2AM",1,"March 21, 2019 1:00","2019-03-21T01:00:00",60.1,54.2,{"v":50,"d":"50.0"},55.9,{"v":23.1,"d":"23.10"},{"v":0.073,"d":"0.0730"},0.36,13.81]
["March",21,"2AM to 3AM",2,"March 21, 2019 2:00","2019-03-21T02:00:00",60.1,54.2,{"v":50,"d":"50.0"},55.9,{"v":23.1,"d":"23.10"},{"v":0.073,"d":"0.0730"},0.36,13.81]
["March",21,"3AM to 4AM",3,"March 21, 2019 3:00","2019-03-21T03:00:00",60.1,54.2,{"v":50,"d":"50.0"},55.9,{"v":23.1,"d":"23.10"},{"v":0.073,"d":"0.0730"},0.36,13.81]
["March",21,"4AM to 5AM",4,"March 21, 2019 4:00","2019-03-21T04:00:00",60.1,54.2,{"v":50,"d":"50.0"},55.9,{"v":23.1,"d":"23.10"},{"v":0.073,"d":"0.0730"},0.36,13.81]
["March",21,"5AM to 6AM",5,"March 21, 2019 5:00","2019-03-21T05:00:00",{"v":59,"d":"59.0"},53.8,{"v":50,"d":"50.0"},55.9,22.84,0.0731,0.36,13.78]
["March",21,"6AM to 7AM",6,"March 21, 2019 6:00","2019-03-21T06:00:00",{"v":59,"d":"59.0"},53.8,{"v":50,"d":"50.0"},55.9,22.84,0.0731,0.36,13.78]
["March",21,"7AM to 8AM",7,"March 21, 2019 7:00","2019-03-21T07:00:00",60.1,54.2,{"v":50,"d":"50.0"},55.9,{"v":23.1,"d":"23.10"},{"v":0.073,"d":"0.0730"},0.36,13.81]
["March",21,"8AM to 9AM",8,"March 21, 2019 8:00","2019-03-21T08:00:00",{"v":63,"d":"63.0"},55.3,{"v":50,"d":"50.0"},55.9,{"v":23.8,"d":"23.80"},0.0726,0.36,13.89]
["March",21,"9AM to 10AM",9,"March 21, 2019 9:00","2019-03-21T09:00:00",{"v":66,"d":"66.0"},56.5,{"v":50,"d":"50.0"},55.9,24.55,0.0722,0.36,13.97]
["March",21,"10AM to 11AM",10,"March 21, 2019 10:00","2019-03-21T10:00:00",66.9,56.3,48.9,53.6,24.42,{"v":0.072,"d":"0.0720"},0.35,13.99]
["March",21,"11AM to 12PM",11,"March 21, 2019 11:00","2019-03-21T11:00:00",{"v":70,"d":"70.0"},57.5,48.9,53.6,25.17,0.0716,0.35,14.07]
["March",21,"12PM to 1PM",12,"March 21, 2019 12:00","2019-03-21T12:00:00",71.1,{"v":57,"d":"57.0"},46.9,49.7,24.82,0.0715,0.32,14.08]
["March",21,"1PM to 2PM",13,"March 21, 2019 13:00","2019-03-21T13:00:00",71.1,{"v":57,"d":"57.0"},46.9,49.7,24.82,0.0715,0.32,14.08]
["March",21,"2PM to 3PM",14,"March 21, 2019 14:00","2019-03-21T14:00:00",{"v":72,"d":"72.0"},56.4,{"v":45,"d":"45.0"},46.1,24.47,0.0714,{"v":0.3,"d":"0.30"},{"v":14.1,"d":"14.10"}]
["March",21,"3PM to 4PM",15,"March 21, 2019 15:00","2019-03-21T15:00:00",{"v":73,"d":"73.0"},56.8,{"v":45,"d":"45.0"},46.1,24.74,0.0713,{"v":0.3,"d":"0.30"},14.13]
["March",21,"4PM to 5PM",16,"March 21, 2019 16:00","2019-03-21T16:00:00",{"v":73,"d":"73.0"},56.8,{"v":45,"d":"45.0"},46.1,24.74,0.0713,{"v":0.3,"d":"0.30"},14.13]
["March",21,"5PM to 6PM",17,"March 21, 2019 17:00","2019-03-21T17:00:00",{"v":72,"d":"72.0"},56.4,{"v":45,"d":"45.0"},46.1,24.47,0.0714,{"v":0.3,"d":"0.30"},{"v":14.1,"d":"14.10"}]
["March",21,"6PM to 7PM",18,"March 21, 2019 18:00","2019-03-21T18:00:00",71.1,56.1,{"v":45,"d":"45.0"},46.1,24.25,0.0715,{"v":0.3,"d":"0.30"},14.07]
["March",21,"7PM to 8PM",19,"March 21, 2019 19:00","2019-03-21T19:00:00",{"v":70,"d":"70.0"},55.7,{"v":45,"d":"45.0"},46.1,23.99,0.0717,{"v":0.3,"d":"0.30"},14.04]
["March",21,"8PM to 9PM",20,"March 21, 2019 20:00","2019-03-21T20:00:00",{"v":66,"d":"66.0"},54.1,{"v":45,"d":"45.0"},46.1,23.03,0.0722,{"v":0.3,"d":"0.30"},13.94]
["March",21,"9PM to 10PM",21,"March 21, 2019 21:00","2019-03-21T21:00:00",{"v":64,"d":"64.0"},54.2,46.9,49.7,23.11,0.0725,0.32,{"v":13.9,"d":"13.90"}]
["March",21,"10PM to 11PM",22,"March 21, 2019 22:00","2019-03-21T22:00:00",62.1,53.4,46.9,49.7,22.63,0.0727,0.32,13.85]
["March",21,"11PM to 12AM",23,"March 21, 2019 23:00","2019-03-21T23:00:00",60.1,52.6,46.9,49.7,22.15,{"v":0.073,"d":"0.0730"},0.32,13.79]
["March",22,"12AM to 1AM",0,"March 22, 2019 0:00","2019-03-22",60.1,53.2,{"v":48,"d":"48.0"},51.8,22.48,{"v":0.073,"d":"0.0730"},0.34,{"v":13.8,"d":"13.80"}]
["March",22,"1AM to 2AM",1,{"$f":"A1929&\" \"&B1929&\", \"&$D$5&\" \"&D1929&\":00\"","v":"March 22, 2019 1:00"},{"$f":"DATEVALUE(E1929)+TIMEVALUE(E1929)","v":"2019-03-22T01:00:00"},60.1,53.2,{"v":48,"d":"48.0"},51.8,22.48,{"v":0.073,"d":"0.0730"},0.34,{"v":13.8,"d":"13.80"}]
["March",22,"2AM to 3AM",{"$f":"IF(D1929+1>23,0,D1929+1)","v":2},"March 22, 2019 2:00","2019-03-22T02:00:00",{"v":59,"d":"59.0"},52.7,{"v":48,"d":"48.0"},51.8,22.21,0.0732,0.34,13.77]
["March",22,"3AM to 4AM",3,"March 22, 2019 3:00","2019-03-22T03:00:00",57.9,52.3,{"v":48,"d":"48.0"},51.8,21.95,0.0733,0.34,13.74]
["March",22,"4AM to 5AM",4,"March 22, 2019 4:00","2019-03-22T04:00:00",55.9,51.5,{"v":48,"d":"48.0"},51.8,21.47,0.0736,0.34,13.69]
["March",22,"5AM to 6AM",5,"March 22, 2019 5:00","2019-03-22T05:00:00",{"v":55,"d":"55.0"},51.1,{"v":48,"d":"48.0"},51.8,21.25,0.0737,0.34,13.67]
["March",22,"6AM to 7AM",6,"March 22, 2019 6:00","2019-03-22T06:00:00",{"v":55,"d":"55.0"},51.1,{"v":48,"d":"48.0"},51.8,21.25,0.0737,0.34,13.67]
["March",22,"7AM to 8AM",7,"March 22, 2019 7:00","2019-03-22T07:00:00",{"v":59,"d":"59.0"},52.7,{"v":48,"d":"48.0"},51.8,22.21,0.0732,0.34,13.77]
["March",22,"8AM to 9AM",8,"March 22, 2019 8:00","2019-03-22T08:00:00",62.1,{"v":54,"d":"54.0"},{"v":48,"d":"48.0"},51.8,22.96,0.0727,0.34,13.85]
["March",22,"9AM to 10AM",9,"March 22, 2019 9:00","2019-03-22T09:00:00",{"v":66,"d":"66.0"},55.5,{"v":48,"d":"48.0"},51.8,23.92,0.0722,0.34,13.96]
["March",22,"10AM to 11AM",10,"March 22, 2019 10:00","2019-03-22T10:00:00",69.1,55.8,{"v":46,"d":"46.0"},48.1,24.08,0.0718,0.31,14.03]
["March",22,"11AM to 12PM",11,"March 22, 2019 11:00","2019-03-22T11:00:00",71.1,55.7,44.1,44.5,24.01,0.0715,0.29,14.07]
["March",22,"12PM to 1PM",12,"March 22, 2019 12:00","2019-03-22T12:00:00",{"v":73,"d":"73.0"},55.7,42.1,41.2,23.98,0.0713,0.27,14.11]
["March",22,"1PM to 2PM",13,"March 22, 2019 13:00","2019-03-22T13:00:00",{"v":75,"d":"75.0"},56.4,42.1,41.2,24.46,{"v":0.071,"d":"0.0710"},0.27,14.16]
["March",22,"2PM to 3PM",14,"March 22, 2019 14:00","2019-03-22T14:00:00",{"v":75,"d":"75.0"},56.8,{"v":43,"d":"43.0"},42.7,24.69,{"v":0.071,"d":"0.0710"},0.28,14.17]
["March",22,"3PM to 4PM",15,"March 22, 2019 15:00","2019-03-22T15:00:00",{"v":77,"d":"77.0"},56.4,39.9,37.9,24.41,0.0708,0.25,{"v":14.2,"d":"14.20"}]
["March",22,"4PM to 5PM",16,"March 22, 2019 16:00","2019-03-22T16:00:00",75.9,55.3,37.9,35.1,23.71,0.0709,0.23,14.17]
["March",22,"5PM to 6PM",17,"March 22, 2019 17:00","2019-03-22T17:00:00",{"v":75,"d":"75.0"},54.6,{"v":37,"d":"37.0"},33.8,{"v":23.3,"d":"23.30"},0.0711,0.22,14.14]
["March",22,"6PM to 7PM",18,"March 22, 2019 18:00","2019-03-22T18:00:00",{"v":73,"d":"73.0"},54.1,37.9,35.1,23.01,0.0713,0.23,14.09]
["March",22,"7PM to 8PM",19,"March 22, 2019 19:00","2019-03-22T19:00:00",{"v":72,"d":"72.0"},54.1,{"v":39,"d":"39.0"},36.6,22.99,0.0715,0.24,14.07]
["March",22,"8PM to 9PM",20,"March 22, 2019 20:00","2019-03-22T20:00:00",{"v":68,"d":"68.0"},54.1,{"v":43,"d":"43.0"},42.7,22.98,{"v":0.072,"d":"0.0720"},0.28,13.98]
["March",22,"9PM to 10PM",21,"March 22, 2019 21:00","2019-03-22T21:00:00",{"v":64,"d":"64.0"},52.9,44.1,44.5,{"v":22.3,"d":"22.30"},0.0725,0.29,13.88]
["March",22,"10PM to 11PM",22,"March 22, 2019 22:00","2019-03-22T22:00:00",{"v":63,"d":"63.0"},52.9,{"v":45,"d":"45.0"},46.1,22.29,0.0726,{"v":0.3,"d":"0.30"},13.86]
["March",22,"11PM to 12AM",23,"March 22, 2019 23:00","2019-03-22T23:00:00",60.1,51.3,44.1,44.5,21.34,{"v":0.073,"d":"0.0730"},0.29,13.78]
["March",23,"12AM to 1AM",0,"March 23, 2019 0:00","2019-03-23",60.1,51.3,44.1,44.5,21.34,{"v":0.073,"d":"0.0730"},0.29,13.78]
["March",23,"1AM to 2AM",1,"March 23, 2019 1:00","2019-03-23T01:00:00",55.9,49.5,44.1,44.5,20.34,0.0736,0.29,13.67]
["March",23,"2AM to 3AM",2,"March 23, 2019 2:00","2019-03-23T02:00:00",{"v":55,"d":"55.0"},49.1,44.1,44.5,20.12,0.0738,0.29,13.64]
["March",23,"3AM to 4AM",3,"March 23, 2019 3:00","2019-03-23T03:00:00",{"v":54,"d":"54.0"},48.6,44.1,44.5,19.86,0.0739,0.29,13.61]
["March",23,"4AM to 5AM",4,"March 23, 2019 4:00","2019-03-23T04:00:00",53.1,48.2,44.1,44.5,19.64,{"v":0.074,"d":"0.0740"},0.29,13.59]
["March",23,"5AM to 6AM",5,"March 23, 2019 5:00","2019-03-23T05:00:00",{"v":52,"d":"52.0"},47.7,44.1,44.5,19.38,0.0742,0.29,13.56]
["March",23,"6AM to 7AM",6,"March 23, 2019 6:00","2019-03-23T06:00:00",53.1,48.2,44.1,44.5,19.64,{"v":0.074,"d":"0.0740"},0.29,13.59]
["March",23,"7AM to 8AM",7,"March 23, 2019 7:00","2019-03-23T07:00:00",{"v":57,"d":"57.0"},{"v":50,"d":"50.0"},44.1,44.5,{"v":20.6,"d":"20.60"},0.0735,0.29,{"v":13.7,"d":"13.70"}]
["March",23,"8AM to 9AM",8,"March 23, 2019 8:00","2019-03-23T08:00:00",62.1,52.1,44.1,44.5,21.82,0.0728,0.29,13.83]
["March",23,"9AM to 10AM",9,"March 23, 2019 9:00","2019-03-23T09:00:00",64.9,53.3,44.1,44.5,22.52,0.0724,0.29,13.91]
["March",23,"10AM to 11AM",10,"March 23, 2019 10:00","2019-03-23T10:00:00",69.1,54.9,44.1,44.5,23.53,0.0718,0.29,14.02]
["March",23,"11AM to 12PM",11,"March 23, 2019 11:00","2019-03-23T11:00:00",71.1,55.3,{"v":43,"d":"43.0"},42.7,23.72,0.0715,0.28,14.06]
["March",23,"12PM to 1PM",12,"March 23, 2019 12:00","2019-03-23T12:00:00",{"v":73,"d":"73.0"},55.7,42.1,41.2,23.98,0.0713,0.27,14.11]
["March",23,"1PM to 2PM",13,"March 23, 2019 13:00","2019-03-23T13:00:00",{"v":73,"d":"73.0"},54.9,39.9,37.9,23.45,0.0713,0.25,{"v":14.1,"d":"14.10"}]
["March",23,"2PM to 3PM",14,"March 23, 2019 14:00","2019-03-23T14:00:00",73.9,54.9,{"v":39,"d":"39.0"},36.6,23.47,0.0712,0.24,14.12]
["March",23,"3PM to 4PM",15,"March 23, 2019 15:00","2019-03-23T15:00:00",{"v":75,"d":"75.0"},54.9,37.9,35.1,23.49,0.0711,0.23,14.14]
["March",23,"4PM to 5PM",16,"March 23, 2019 16:00","2019-03-23T16:00:00",{"v":75,"d":"75.0"},54.9,37.9,35.1,23.49,0.0711,0.23,14.14]
["March",23,"5PM to 6PM",17,"March 23, 2019 17:00","2019-03-23T17:00:00",{"v":75,"d":"75.0"},54.9,37.9,35.1,23.49,0.0711,0.23,14.14]
["March",23,"6PM to 7PM",18,"March 23, 2019 18:00","2019-03-23T18:00:00",{"v":73,"d":"73.0"},54.1,37.9,35.1,23.01,0.0713,0.23,14.09]
["March",23,"7PM to 8PM",19,"March 23, 2019 19:00","2019-03-23T19:00:00",{"v":70,"d":"70.0"},53.3,{"v":39,"d":"39.0"},36.6,22.51,0.0717,0.24,14.01]
["March",23,"8PM to 9PM",20,"March 23, 2019 20:00","2019-03-23T20:00:00",66.9,52.8,{"v":41,"d":"41.0"},39.5,22.23,0.0721,0.26,13.94]
["March",23,"9PM to 10PM",21,"March 23, 2019 21:00","2019-03-23T21:00:00",66.9,53.2,42.1,41.2,22.49,0.0721,0.27,13.95]
["March",23,"10PM to 11PM",22,"March 23, 2019 22:00","2019-03-23T22:00:00",{"v":66,"d":"66.0"},52.9,42.1,41.2,22.27,0.0722,0.27,13.92]
["March",23,"11PM to 12AM",23,"March 23, 2019 23:00","2019-03-23T23:00:00",62.1,51.2,42.1,41.2,21.31,0.0728,0.27,13.82]
["March",24,"12AM to 1AM",0,"March 24, 2019 0:00","2019-03-24",62.1,50.3,39.9,37.9,20.79,0.0728,0.25,13.81]
["March",24,"1AM to 2AM",1,"March 24, 2019 1:00","2019-03-24T01:00:00",62.1,{"v":50,"d":"50.0"},{"v":39,"d":"39.0"},36.6,20.59,0.0728,0.24,{"v":13.8,"d":"13.80"}]
["March",24,"2AM to 3AM",2,"March 24, 2019 2:00","2019-03-24T02:00:00",{"v":57,"d":"57.0"},48.6,{"v":41,"d":"41.0"},39.5,19.83,0.0735,0.26,13.68]
["March",24,"3AM to 4AM",3,"March 24, 2019 3:00","2019-03-24T03:00:00",55.9,48.1,{"v":41,"d":"41.0"},39.5,19.56,0.0737,0.26,13.65]
["March",24,"4AM to 5AM",4,"March 24, 2019 4:00","2019-03-24T04:00:00",53.1,46.8,{"v":41,"d":"41.0"},39.5,18.87,0.0741,0.26,13.58]
["March",24,"5AM to 6AM",5,"March 24, 2019 5:00","2019-03-24T05:00:00",{"v":54,"d":"54.0"},47.2,{"v":41,"d":"41.0"},39.5,19.08,{"v":0.074,"d":"0.0740"},0.26,{"v":13.6,"d":"13.60"}]
["March",24,"6AM to 7AM",6,"March 24, 2019 6:00","2019-03-24T06:00:00",{"v":52,"d":"52.0"},46.3,{"v":41,"d":"41.0"},39.5,{"v":18.6,"d":"18.60"},0.0742,0.26,13.55]
["March",24,"7AM to 8AM",7,"March 24, 2019 7:00","2019-03-24T07:00:00",57.9,{"v":49,"d":"49.0"},{"v":41,"d":"41.0"},39.5,20.04,0.0734,0.26,{"v":13.7,"d":"13.70"}]
["March",24,"8AM to 9AM",8,"March 24, 2019 8:00","2019-03-24T08:00:00",{"v":63,"d":"63.0"},51.2,{"v":41,"d":"41.0"},39.5,21.27,0.0727,0.26,13.84]
["March",24,"9AM to 10AM",9,"March 24, 2019 9:00","2019-03-24T09:00:00",66.9,52.8,{"v":41,"d":"41.0"},39.5,22.23,0.0721,0.26,13.94]
["March",24,"10AM to 11AM",10,"March 24, 2019 10:00","2019-03-24T10:00:00",{"v":70,"d":"70.0"},52.9,37.9,35.1,22.27,0.0717,0.23,14.01]
["March",24,"11AM to 12PM",11,"March 24, 2019 11:00","2019-03-24T11:00:00",{"v":72,"d":"72.0"},53.4,{"v":37,"d":"37.0"},33.8,22.56,0.0715,0.22,14.06]
["March",24,"12PM to 1PM",12,"March 24, 2019 12:00","2019-03-24T12:00:00",{"v":75,"d":"75.0"},54.9,37.9,35.1,23.49,0.0711,0.23,14.14]
["March",24,"1PM to 2PM",13,"March 24, 2019 13:00","2019-03-24T13:00:00",75.9,55.3,37.9,35.1,23.71,0.0709,0.23,14.17]
["March",24,"2PM to 3PM",14,"March 24, 2019 14:00","2019-03-24T14:00:00",{"v":77,"d":"77.0"},55.7,37.9,35.1,23.97,0.0708,0.23,14.19]
["March",24,"3PM to 4PM",15,"March 24, 2019 15:00","2019-03-24T15:00:00",{"v":77,"d":"77.0"},55.7,37.9,35.1,23.97,0.0708,0.23,14.19]
["March",24,"4PM to 5PM",16,"March 24, 2019 16:00","2019-03-24T16:00:00",{"v":77,"d":"77.0"},55.4,{"v":37,"d":"37.0"},33.8,23.78,0.0708,0.22,14.19]
["March",24,"5PM to 6PM",17,{"$f":"A1993&\" \"&B1993&\", \"&$D$5&\" \"&D1993&\":00\"","v":"March 24, 2019 17:00"},{"$f":"DATEVALUE(E1993)+TIMEVALUE(E1993)","v":"2019-03-24T17:00:00"},75.9,54.3,35.1,31.3,23.11,{"v":0.071,"d":"0.0710"},{"v":0.2,"d":"0.20"},14.15]
["March",24,"6PM to 7PM",{"$f":"IF(D1993+1>23,0,D1993+1)","v":18},"March 24, 2019 18:00","2019-03-24T18:00:00",73.9,53.5,35.1,31.3,22.63,0.0712,{"v":0.2,"d":"0.20"},{"v":14.1,"d":"14.10"}]
["March",24,"7PM to 8PM",19,"March 24, 2019 19:00","2019-03-24T19:00:00",{"v":72,"d":"72.0"},52.7,35.1,31.3,22.15,0.0715,{"v":0.2,"d":"0.20"},14.05]
["March",24,"8PM to 9PM",20,"March 24, 2019 20:00","2019-03-24T20:00:00",{"v":70,"d":"70.0"},52.6,{"v":37,"d":"37.0"},33.8,22.08,0.0717,0.22,{"v":14,"d":"14.00"}]
["March",24,"9PM to 10PM",21,"March 24, 2019 21:00","2019-03-24T21:00:00",64.9,51.2,{"v":39,"d":"39.0"},36.6,21.29,0.0724,0.24,13.88]
["March",24,"10PM to 11PM",22,"March 24, 2019 22:00","2019-03-24T22:00:00",{"v":63,"d":"63.0"},50.7,39.9,37.9,21.01,0.0727,0.25,13.83]
["March",24,"11PM to 12AM",23,"March 24, 2019 23:00","2019-03-24T23:00:00",60.1,49.9,{"v":41,"d":"41.0"},39.5,20.57,0.0731,0.26,13.76]
["March",25,"12AM to 1AM",0,"March 25, 2019 0:00","2019-03-25",55.9,48.1,{"v":41,"d":"41.0"},39.5,19.56,0.0737,0.26,13.65]
["March",25,"1AM to 2AM",1,"March 25, 2019 1:00","2019-03-25T01:00:00",57.9,{"v":49,"d":"49.0"},{"v":41,"d":"41.0"},39.5,20.04,0.0734,0.26,{"v":13.7,"d":"13.70"}]
["March",25,"5AM to 6AM",5,"March 25, 2019 5:00","2019-03-25T05:00:00",51.1,45.9,{"v":41,"d":"41.0"},39.5,18.38,0.0744,0.26,13.52]
["March",25,"8AM to 9AM",8,"March 25, 2019 8:00","2019-03-25T08:00:00",{"v":63,"d":"63.0"},51.2,{"v":41,"d":"41.0"},39.5,21.27,0.0727,0.26,13.84]
["March",25,"12PM to 1PM",12,"March 25, 2019 12:00","2019-03-25T12:00:00",75.9,{"v":55,"d":"55.0"},{"v":37,"d":"37.0"},33.8,23.52,{"v":0.071,"d":"0.0710"},0.22,14.16]
["March",25,"3PM to 4PM",15,"March 25, 2019 15:00","2019-03-25T15:00:00",{"v":81,"d":"81.0"},53.7,26.1,{"v":21,"d":"21.0"},22.72,0.0704,0.14,14.25]
["March",25,"6PM to 7PM",18,"March 25, 2019 18:00","2019-03-25T18:00:00",75.9,52.5,28.9,{"v":24,"d":"24.0"},21.97,{"v":0.071,"d":"0.0710"},0.16,14.13]
["March",25,"7PM to 8PM",19,"March 25, 2019 19:00","2019-03-25T19:00:00",{"v":75,"d":"75.0"},52.4,{"v":30,"d":"30.0"},25.2,21.95,0.0711,0.16,14.11]
["March",25,"10PM to 11PM",22,"March 25, 2019 22:00","2019-03-25T22:00:00",{"v":66,"d":"66.0"},50.5,{"v":36,"d":"36.0"},32.4,{"v":20.9,"d":"20.90"},0.0723,0.21,{"v":13.9,"d":"13.90"}]
["March",26,"3AM to 4AM",3,"March 26, 2019 3:00","2019-03-26T03:00:00",57.9,47.4,{"v":37,"d":"37.0"},33.8,19.16,0.0734,0.22,13.69]
["March",26,"6AM to 7AM",6,"March 26, 2019 6:00","2019-03-26T06:00:00",{"v":57,"d":"57.0"},{"v":47,"d":"47.0"},{"v":37,"d":"37.0"},33.8,18.94,0.0735,0.22,13.66]
["March",26,"9AM to 10AM",9,"March 26, 2019 9:00","2019-03-26T09:00:00",{"v":70,"d":"70.0"},52.9,37.9,35.1,22.27,0.0717,0.23,14.01]
["March",26,"1PM to 2PM",13,"March 26, 2019 13:00","2019-03-26T13:00:00",{"v":77,"d":"77.0"},55.7,37.9,35.1,23.97,0.0708,0.23,14.19]
["March",26,"4PM to 5PM",16,"March 26, 2019 16:00","2019-03-26T16:00:00",{"v":79,"d":"79.0"},53.7,28.9,{"v":24,"d":"24.0"},22.71,0.0706,0.16,14.21]
["March",26,"7PM to 8PM",19,"March 26, 2019 19:00","2019-03-26T19:00:00",{"v":73,"d":"73.0"},51.6,{"v":30,"d":"30.0"},25.2,21.47,0.0714,0.16,14.06]
["March",26,"11PM to 12AM",23,"March 26, 2019 23:00","2019-03-26T23:00:00",62.1,48.5,35.1,31.3,19.76,0.0729,{"v":0.2,"d":"0.20"},13.79]
["March",27,"12AM to 1AM",0,"March 27, 2019 0:00","2019-03-27",{"v":59,"d":"59.0"},47.1,35.1,31.3,19.02,0.0733,{"v":0.2,"d":"0.20"},13.71]
["March",27,"4AM to 5AM",4,"March 27, 2019 4:00","2019-03-27T04:00:00",53.1,{"v":44,"d":"44.0"},{"v":34,"d":"34.0"},29.9,17.38,0.0741,{"v":0.2,"d":"0.20"},13.55]
["March",27,"7AM to 8AM",7,"March 27, 2019 7:00","2019-03-27T07:00:00",57.9,46.2,{"v":34,"d":"34.0"},29.9,18.55,0.0734,{"v":0.2,"d":"0.20"},13.67]
["March",27,"10AM to 11AM",{"$f":"IF(D2057+1>23,0,D2057+1)","v":10},"March 27, 2019 10:00","2019-03-27T10:00:00",{"v":70,"d":"70.0"},{"v":50,"d":"50.0"},28.9,{"v":24,"d":"24.0"},20.54,0.0718,0.16,13.97]
["March",27,"2PM to 3PM",14,"March 27, 2019 14:00","2019-03-27T14:00:00",{"v":79,"d":"79.0"},53.7,28.9,{"v":24,"d":"24.0"},22.71,0.0706,0.16,14.21]
["March",27,"5PM to 6PM",17,"March 27, 2019 17:00","2019-03-27T17:00:00",{"v":77,"d":"77.0"},53.8,{"v":32,"d":"32.0"},27.6,22.81,0.0708,0.18,14.17]
["March",27,"6PM to 7PM",18,"March 27, 2019 18:00","2019-03-27T18:00:00",{"v":75,"d":"75.0"},53.4,33.1,28.9,22.52,0.0711,0.19,14.12]
["March",28,"12AM to 1AM",0,"March 28, 2019 0:00","2019-03-28",{"v":64,"d":"64.0"},49.7,{"v":36,"d":"36.0"},32.4,20.42,0.0726,0.21,13.84]
["March",28,"1AM to 2AM",1,"March 28, 2019 1:00","2019-03-28T01:00:00",62.1,48.8,{"v":36,"d":"36.0"},32.4,19.94,0.0728,0.21,13.79]
["March",28,"5AM to 6AM",5,"March 28, 2019 5:00","2019-03-28T05:00:00",{"v":54,"d":"54.0"},45.6,{"v":37,"d":"37.0"},33.8,{"v":18.2,"d":"18.20"},{"v":0.074,"d":"0.0740"},0.22,13.58]
["March",28,"8AM to 9AM",8,"March 28, 2019 8:00","2019-03-28T08:00:00",62.1,49.6,37.9,35.1,20.35,0.0728,0.23,{"v":13.8,"d":"13.80"}]
["March",28,"11AM to 12PM",11,"March 28, 2019 11:00","2019-03-28T11:00:00",73.9,54.5,37.9,35.1,23.23,0.0712,0.23,14.11]
["March",28,"3PM to 4PM",15,"March 28, 2019 15:00","2019-03-28T15:00:00",80.1,56.9,37.9,35.1,24.71,0.0704,0.23,14.28]
["March",28,"6PM to 7PM",18,"March 28, 2019 18:00","2019-03-28T18:00:00",75.9,55.3,37.9,35.1,23.71,0.0709,0.23,14.17]
["March",28,"9PM to 10PM",21,"March 28, 2019 21:00","2019-03-28T21:00:00",{"v":66,"d":"66.0"},51.3,37.9,35.1,21.31,0.0723,0.23,{"v":13.9,"d":"13.90"}]
["March",28,"11PM to 12AM",23,"March 28, 2019 23:00","2019-03-28T23:00:00",{"v":63,"d":"63.0"},{"v":50,"d":"50.0"},37.9,35.1,20.57,0.0727,0.23,13.82]
["March",29,"2AM to 3AM",2,"March 29, 2019 2:00","2019-03-29T02:00:00",{"v":59,"d":"59.0"},48.2,37.9,35.1,19.61,0.0733,0.23,13.72]
["March",29,"6AM to 7AM",6,"March 29, 2019 6:00","2019-03-29T06:00:00",{"v":57,"d":"57.0"},47.3,37.9,35.1,19.13,0.0735,0.23,13.67]
["March",29,"9AM to 10AM",9,"March 29, 2019 9:00","2019-03-29T09:00:00",{"v":72,"d":"72.0"},55.3,42.1,41.2,23.71,0.0714,0.27,14.08]
["March",29,"12PM to 1PM",12,"March 29, 2019 12:00","2019-03-29T12:00:00",{"v":81,"d":"81.0"},57.2,37.9,35.1,24.93,0.0703,0.23,{"v":14.3,"d":"14.30"}]
["March",29,"4PM to 5PM",16,"March 29, 2019 16:00","2019-03-29T16:00:00",{"v":84,"d":"84.0"},58.3,37.9,35.1,25.67,0.0699,0.23,14.38]
["March",29,"7PM to 8PM",19,"March 29, 2019 19:00","2019-03-29T19:00:00",80.1,57.5,39.9,37.9,25.16,0.0704,0.25,14.28]
["March",29,"10PM to 11PM",22,"March 29, 2019 22:00","2019-03-29T22:00:00",{"v":68,"d":"68.0"},54.5,44.1,44.5,23.27,{"v":0.072,"d":"0.0720"},0.29,13.99]
["March",30,"12AM to 1AM",0,"March 30, 2019 0:00","2019-03-30",64.9,52.8,{"v":43,"d":"43.0"},42.7,22.24,0.0724,0.28,{"v":13.9,"d":"13.90"}]
["March",30,"3AM to 4AM",3,"March 30, 2019 3:00","2019-03-30T03:00:00",{"v":61,"d":"61.0"},50.8,42.1,41.2,21.05,0.0729,0.27,13.79]
["March",30,"7AM to 8AM",7,"March 30, 2019 7:00","2019-03-30T07:00:00",64.9,52.4,42.1,41.2,22.01,0.0724,0.27,{"v":13.9,"d":"13.90"}]
["March",30,"10AM to 11AM",10,"March 30, 2019 10:00","2019-03-30T10:00:00",78.1,59.2,{"v":46,"d":"46.0"},48.1,26.27,0.0706,0.31,14.27]
["March",30,"2PM to 3PM",14,"March 30, 2019 14:00","2019-03-30T14:00:00",{"v":88,"d":"88.0"},54.8,{"v":18,"d":"18.0"},14.2,23.35,0.0695,0.09,14.42]
["March",30,"5PM to 6PM",17,"March 30, 2019 17:00","2019-03-30T17:00:00",{"v":86,"d":"86.0"},53.4,{"v":14,"d":"14.0"},11.7,22.48,0.0698,0.08,14.36]
["March",30,"7PM to 8PM",19,"March 30, 2019 19:00","2019-03-30T19:00:00",78.1,50.4,{"v":16,"d":"16.0"},12.9,20.76,0.0708,0.08,14.15]
["March",30,"10PM to 11PM",22,"March 30, 2019 22:00","2019-03-30T22:00:00",{"v":75,"d":"75.0"},54.9,37.9,35.1,23.49,0.0711,0.23,14.14]
["March",31,"1AM to 2AM",1,"March 31, 2019 1:00","2019-03-31T01:00:00",{"v":73,"d":"73.0"},57.3,{"v":46,"d":"46.0"},48.1,25.04,0.0713,0.31,14.13]
["March",31,"4AM to 5AM",4,"March 31, 2019 4:00","2019-03-31T04:00:00",66.9,54.1,44.1,44.5,{"v":23,"d":"23.00"},0.0721,0.29,13.96]
["March",31,"8AM to 9AM",8,"March 31, 2019 8:00","2019-03-31T08:00:00",{"v":68,"d":"68.0"},50.1,{"v":32,"d":"32.0"},27.6,20.63,0.0721,0.18,13.93]
["March",31,"11AM to 12PM",11,"March 31, 2019 11:00","2019-03-31T11:00:00",{"v":73,"d":"73.0"},52.6,33.1,28.9,22.04,0.0714,0.19,14.07]
["March",31,"3PM to 4PM",15,"March 31, 2019 15:00","2019-03-31T15:00:00",{"v":79,"d":"79.0"},53.2,{"v":27,"d":"27.0"},21.9,22.38,0.0706,0.14,{"v":14.2,"d":"14.20"}]
["March",31,"6PM to 7PM",18,"March 31, 2019 18:00","2019-03-31T18:00:00",74.1,48.4,14.2,11.8,19.64,0.0713,0.08,14.04]
["March",31,"8PM to 9PM",20,"March 31, 2019 20:00","2019-03-31T20:00:00",67.3,48.3,27.3,22.2,19.62,0.0722,0.15,{"v":13.9,"d":"13.90"}]
["March",31,"11PM to 12AM",23,"March 31, 2019 23:00","2019-03-31T23:00:00",63.7,48.1,31.8,27.4,19.55,0.0727,0.18,13.82]
["April",1,"2AM to 3AM",2,"April 1, 2019 2:00","2019-04-01T02:00:00",61.2,48.6,36.3,32.9,19.79,{"v":0.073,"d":"0.0730"},0.21,13.77]
["April",1,"6AM to 7AM",6,"April 1, 2019 6:00","2019-04-01T06:00:00",59.9,50.2,41.7,40.7,{"v":20.7,"d":"20.70"},0.0731,0.26,13.76]
["April",1,"9AM to 10AM",9,"April 1, 2019 9:00","2019-04-01T09:00:00",73.6,56.5,43.5,43.6,24.48,0.0712,0.28,14.13]
["April",1,"12PM to 1PM",12,"April 1, 2019 12:00","2019-04-01T12:00:00",87.6,61.3,{"v":43,"d":"43.0"},42.7,27.74,0.0694,0.28,{"v":14.5,"d":"14.50"}]
["April",1,"4PM to 5PM",16,"April 1, 2019 16:00","2019-04-01T16:00:00",93.9,61.6,{"v":37,"d":"37.0"},33.8,27.87,0.0686,0.22,14.64]
["April",1,"5PM to 6PM",17,{"$f":"A2185&\" \"&B2185&\", \"&$D$5&\" \"&D2185&\":00\"","v":"April 1, 2019 17:00"},{"$f":"DATEVALUE(E2185)+TIMEVALUE(E2185)","v":"2019-04-01T17:00:00"},89.2,59.5,35.6,31.9,26.44,0.0692,0.21,14.51]
["April",1,"11PM to 12AM",23,"April 1, 2019 23:00","2019-04-01T23:00:00",67.1,52.7,40.6,{"v":39,"d":"39.0"},22.18,0.0721,0.25,13.95]
["April",2,"12AM to 1AM",0,"April 2, 2019 0:00","2019-04-02",64.9,51.9,40.8,39.3,{"v":21.7,"d":"21.70"},0.0724,0.26,13.89]
["April",2,"3AM to 4AM",3,"April 2, 2019 3:00","2019-04-02T03:00:00",59.5,49.5,40.5,38.7,20.31,0.0732,0.25,13.74]
["April",2,"7AM to 8AM",7,"April 2, 2019 7:00","2019-04-02T07:00:00",{"v":64,"d":"64.0"},52.4,{"v":43,"d":"43.0"},42.7,22.02,0.0725,0.28,13.88]
["April",2,"10AM to 11AM",10,"April 2, 2019 10:00","2019-04-02T10:00:00",{"v":79,"d":"79.0"},58.3,{"v":43,"d":"43.0"},42.7,25.65,0.0705,0.28,14.27]
["April",2,"1PM to 2PM",13,"April 2, 2019 13:00","2019-04-02T13:00:00",89.1,61.5,42.1,41.2,27.86,0.0692,0.27,14.53]
["April",2,"5PM to 6PM",17,"April 2, 2019 17:00","2019-04-02T17:00:00",87.6,60.9,41.7,40.7,27.42,0.0694,0.26,14.49]
["April",2,"6PM to 7PM",18,"April 2, 2019 18:00","2019-04-02T18:00:00",84.4,60.1,42.6,42.1,26.86,0.0698,0.27,14.41]
["April",3,"12AM to 1AM",0,"April 3, 2019 0:00","2019-04-03",69.1,54.6,43.2,{"v":43,"d":"43.0"},23.29,0.0718,0.28,14.01]
["April",3,"1AM to 2AM",1,"April 3, 2019 1:00","2019-04-03T01:00:00",{"v":66,"d":"66.0"},53.3,{"v":43,"d":"43.0"},42.7,{"v":22.5,"d":"22.50"},0.0722,0.28,13.93]
["April",3,"4AM to 5AM",4,"April 3, 2019 4:00","2019-04-03T04:00:00",60.1,51.7,{"v":45,"d":"45.0"},46.1,21.59,{"v":0.073,"d":"0.0730"},{"v":0.3,"d":"0.30"},13.78]
["April",3,"8AM to 9AM",8,"April 3, 2019 8:00","2019-04-03T08:00:00",{"v":70,"d":"70.0"},56.6,47.1,50.1,24.61,0.0716,0.33,14.06]
["April",3,"11AM to 12PM",11,"April 3, 2019 11:00","2019-04-03T11:00:00",80.4,60.1,46.2,48.4,26.89,0.0703,0.31,14.33]
["April",3,"2PM to 3PM",14,"April 3, 2019 14:00","2019-04-03T14:00:00",84.9,60.9,44.2,44.8,27.42,0.0697,0.29,14.44]
["April",3,"7PM to 8PM",19,"April 3, 2019 19:00","2019-04-03T19:00:00",73.9,{"v":56,"d":"56.0"},42.1,41.2,24.19,0.0712,0.27,14.13]
["April",3,"10PM to 11PM",22,"April 3, 2019 22:00","2019-04-03T22:00:00",{"v":70,"d":"70.0"},55.7,{"v":45,"d":"45.0"},46.1,23.99,0.0717,{"v":0.3,"d":"0.30"},14.04]
["April",3,"11PM to 12AM",23,"April 3, 2019 23:00","2019-04-03T23:00:00",69.6,55.8,45.5,47.1,24.06,0.0717,0.31,14.04]
["April",4,"2AM to 3AM",2,"April 4, 2019 2:00","2019-04-04T02:00:00",64.4,{"v":53,"d":"53.0"},43.9,44.2,22.34,0.0724,0.29,13.89]
["April",4,"5AM to 6AM",5,"April 4, 2019 5:00","2019-04-04T05:00:00",{"v":57,"d":"57.0"},47.2,37.6,34.6,19.05,0.0735,0.23,13.66]
["April",4,"9AM to 10AM",9,{"$f":"A2249&\" \"&B2249&\", \"&$D$5&\" \"&D2249&\":00\"","v":"April 4, 2019 9:00"},{"$f":"DATEVALUE(E2249)+TIMEVALUE(E2249)","v":"2019-04-04T09:00:00"},72.3,51.1,29.5,24.6,{"v":21.2,"d":"21.20"},0.0715,0.16,14.04]
["April",4,"12PM to 1PM",12,"April 4, 2019 12:00","2019-04-04T12:00:00",80.8,{"v":52,"d":"52.0"},18.5,14.6,21.68,0.0704,{"v":0.1,"d":"0.10"},14.23]
["April",4,"3PM to 4PM",15,"April 4, 2019 15:00","2019-04-04T15:00:00",82.6,53.4,21.9,17.2,22.52,0.0702,0.11,14.28]
["April",4,"8PM to 9PM",20,"April 4, 2019 20:00","2019-04-04T20:00:00",69.6,47.5,19.9,15.6,19.15,0.0719,{"v":0.1,"d":"0.10"},13.94]
["April",4,"11PM to 12AM",23,"April 4, 2019 23:00","2019-04-04T23:00:00",62.2,43.4,17.4,13.8,{"v":17.1,"d":"17.10"},0.0729,0.09,13.74]
["April",5,"12AM to 1AM",0,"April 5, 2019 0:00","2019-04-05",57.7,{"v":42,"d":"42.0"},20.7,16.2,16.38,0.0736,0.11,13.63]
["April",5,"3AM to 4AM",3,"April 5, 2019 3:00","2019-04-05T03:00:00",52.3,39.9,{"v":23,"d":"23.0"},18.1,15.37,0.0743,0.12,13.49]
["April",5,"6AM to 7AM",6,"April 5, 2019 6:00","2019-04-05T06:00:00",59.4,43.8,24.6,19.6,17.29,0.0733,0.13,13.68]
["April",5,"10AM to 11AM",10,"April 5, 2019 10:00","2019-04-05T10:00:00",78.1,49.1,{"v":7,"d":"7.0"},8.2,20.03,0.0708,0.05,14.14]
["April",5,"1PM to 2PM",13,"April 5, 2019 13:00","2019-04-05T13:00:00",84.9,53.4,17.1,13.6,22.52,0.0699,0.09,14.33]
["April",5,"5PM to 6PM",17,"April 5, 2019 17:00","2019-04-05T17:00:00",78.6,{"v":52,"d":"52.0"},{"v":23,"d":"23.0"},18.1,21.71,0.0707,0.12,14.18]
["April",5,"9PM to 10PM",21,"April 5, 2019 21:00","2019-04-05T21:00:00",63.3,46.3,26.6,21.5,18.54,0.0727,0.14,13.79]
["April",6,"12AM to 1AM",0,"April 6, 2019 0:00","2019-04-06",55.4,{"v":43,"d":"43.0"},{"v":28,"d":"28.0"},{"v":23,"d":"23.0"},16.87,0.0738,0.15,13.59]
["April",6,"1AM to 2AM",1,"April 6, 2019 1:00","2019-04-06T01:00:00",53.1,41.4,{"v":27,"d":"27.0"},21.9,16.13,0.0742,0.14,13.52]
["April",6,"4AM to 5AM",4,"April 6, 2019 4:00","2019-04-06T04:00:00",48.9,39.3,{"v":27,"d":"27.0"},21.9,15.13,0.0748,0.14,13.41]
["April",6,"7AM to 8AM",7,"April 6, 2019 7:00","2019-04-06T07:00:00",{"v":57,"d":"57.0"},43.7,{"v":28,"d":"28.0"},{"v":23,"d":"23.0"},17.26,0.0736,0.15,13.63]
["April",6,"11AM to 12PM",11,"April 6, 2019 11:00","2019-04-06T11:00:00",79.3,53.3,26.8,21.7,22.44,0.0706,0.14,14.21]
["April",6,"2PM to 3PM",14,"April 6, 2019 14:00","2019-04-06T14:00:00",86.4,55.9,26.4,21.3,24.08,0.0697,0.14,{"v":14.4,"d":"14.40"}]
["April",6,"6PM to 7PM",18,"April 6, 2019 18:00","2019-04-06T18:00:00",80.4,54.3,28.9,{"v":24,"d":"24.0"},23.06,0.0704,0.16,14.25]
["April",6,"10PM to 11PM",22,"April 6, 2019 22:00","2019-04-06T22:00:00",64.9,49.1,33.1,28.9,20.08,0.0725,0.19,13.86]
["April",7,"1AM to 2AM",1,{"$f":"A2313&\" \"&B2313&\", \"&$D$5&\" \"&D2313&\":00\"","v":"April 7, 2019 1:00"},{"$f":"DATEVALUE(E2313)+TIMEVALUE(E2313)","v":"2019-04-07T01:00:00"},55.9,{"v":45,"d":"45.0"},33.1,28.9,17.91,0.0737,0.19,13.62]
["April",7,"2AM to 3AM",{"$f":"IF(D2313+1>23,0,D2313+1)","v":2},"April 7, 2019 2:00","2019-04-07T02:00:00",54.3,44.2,32.9,28.7,17.48,{"v":0.074,"d":"0.0740"},0.19,13.57]
["April",7,"5AM to 6AM",5,"April 7, 2019 5:00","2019-04-07T05:00:00",{"v":55,"d":"55.0"},43.9,31.3,26.7,17.36,0.0739,0.17,13.59]
["April",7,"8AM to 9AM",8,"April 7, 2019 8:00","2019-04-07T08:00:00",{"v":68,"d":"68.0"},49.5,30.2,25.4,20.29,0.0721,0.17,13.93]
["April",7,"12PM to 1PM",12,"April 7, 2019 12:00","2019-04-07T12:00:00",{"v":86,"d":"86.0"},56.2,{"v":28,"d":"28.0"},{"v":23,"d":"23.0"},24.25,0.0697,0.15,14.39]
["April",7,"3PM to 4PM",15,"April 7, 2019 15:00","2019-04-07T15:00:00",{"v":88,"d":"88.0"},56.4,25.5,20.4,24.33,0.0695,0.13,14.44]
["April",7,"8PM to 9PM",20,"April 7, 2019 20:00","2019-04-07T20:00:00",70.7,{"v":50,"d":"50.0"},28.2,23.2,20.59,0.0717,0.15,13.99]
["April",7,"11PM to 12AM",23,"April 7, 2019 23:00","2019-04-07T23:00:00",63.7,48.1,31.8,27.4,19.55,0.0727,0.18,13.82]
["April",8,"2AM to 3AM",2,"April 8, 2019 2:00","2019-04-08T02:00:00",57.9,44.8,{"v":30,"d":"30.0"},25.2,17.82,0.0735,0.16,13.66]
["April",8,"3AM to 4AM",3,"April 8, 2019 3:00","2019-04-08T03:00:00",{"v":57,"d":"57.0"},44.6,30.6,25.9,{"v":17.7,"d":"17.70"},0.0736,0.17,13.64]
["April",8,"6AM to 7AM",6,"April 8, 2019 6:00","2019-04-08T06:00:00",60.1,46.2,31.1,26.5,18.54,0.0732,0.17,13.72]
["April",8,"10AM to 11AM",10,"April 8, 2019 10:00","2019-04-08T10:00:00",78.1,53.9,30.9,26.3,22.86,0.0707,0.17,14.19]
["April",8,"1PM to 2PM",13,"April 8, 2019 13:00","2019-04-08T13:00:00",87.1,57.2,{"v":30,"d":"30.0"},25.2,24.86,0.0696,0.16,14.43]
["April",8,"4PM to 5PM",16,"April 8, 2019 16:00","2019-04-08T16:00:00",{"v":88,"d":"88.0"},58.1,{"v":32,"d":"32.0"},27.6,25.46,0.0694,0.18,14.46]
["April",8,"9PM to 10PM",21,"April 8, 2019 21:00","2019-04-08T21:00:00",{"v":68,"d":"68.0"},50.6,33.6,29.5,20.92,{"v":0.072,"d":"0.0720"},0.19,13.94]
["April",9,"12AM to 1AM",0,"April 9, 2019 0:00","2019-04-09",59.4,47.5,35.6,31.9,19.21,0.0732,0.21,13.72]
["April",9,"3AM to 4AM",3,"April 9, 2019 3:00","2019-04-09T03:00:00",53.6,44.3,34.3,30.4,17.57,0.0741,{"v":0.2,"d":"0.20"},13.56]
["April",9,"4AM to 5AM",4,"April 9, 2019 4:00","2019-04-09T04:00:00",{"v":52,"d":"52.0"},43.4,{"v":34,"d":"34.0"},29.9,17.11,0.0743,{"v":0.2,"d":"0.20"},13.52]
["April",9,"7AM to 8AM",7,"April 9, 2019 7:00","2019-04-09T07:00:00",{"v":63,"d":"63.0"},48.5,{"v":34,"d":"34.0"},29.9,19.77,0.0727,{"v":0.2,"d":"0.20"},13.81]
["April",9,"11AM to 12PM",11,"April 9, 2019 11:00","2019-04-09T11:00:00",{"v":79,"d":"79.0"},55.4,34.5,30.6,23.75,0.0706,{"v":0.2,"d":"0.20"},14.23]
["April",9,"1PM to 2PM",13,"April 9, 2019 13:00","2019-04-09T13:00:00",84.9,56.9,{"v":32,"d":"32.0"},27.6,24.72,0.0698,0.18,14.38]
["April",9,"6PM to 7PM",{"$f":"IF(D2377+1>23,0,D2377+1)","v":18},"April 9, 2019 18:00","2019-04-09T18:00:00",79.3,56.7,38.3,35.6,24.61,0.0705,0.23,14.26]
["April",9,"10PM to 11PM",22,"April 9, 2019 22:00","2019-04-09T22:00:00",{"v":61,"d":"61.0"},49.9,39.9,37.9,20.53,{"v":0.073,"d":"0.0730"},0.25,13.78]
["April",10,"1AM to 2AM",1,"April 10, 2019 1:00","2019-04-10T01:00:00",{"v":57,"d":"57.0"},48.1,39.9,37.9,19.57,0.0735,0.25,13.67]
["April",10,"4AM to 5AM",4,"April 10, 2019 4:00","2019-04-10T04:00:00",51.1,43.4,35.1,31.3,{"v":17.1,"d":"17.10"},0.0744,{"v":0.2,"d":"0.20"},{"v":13.5,"d":"13.50"}]
["April",10,"5AM to 6AM",5,"April 10, 2019 5:00","2019-04-10T05:00:00",54.1,45.2,{"v":36,"d":"36.0"},32.4,18.02,{"v":0.074,"d":"0.0740"},0.21,13.58]
["April",10,"8AM to 9AM",8,"April 10, 2019 8:00","2019-04-10T08:00:00",65.3,50.4,36.3,32.9,20.79,0.0724,0.21,13.88]
["April",10,"12PM to 1PM",12,"April 10, 2019 12:00","2019-04-10T12:00:00",81.9,{"v":56,"d":"56.0"},32.7,28.4,24.11,0.0702,0.19,{"v":14.3,"d":"14.30"}]
["April",10,"2PM to 3PM",14,"April 10, 2019 14:00","2019-04-10T14:00:00",84.2,56.5,31.6,27.2,24.48,0.0699,0.18,14.36]
["April",10,"7PM to 8PM",19,"April 10, 2019 19:00","2019-04-10T19:00:00",75.9,54.6,{"v":36,"d":"36.0"},32.4,23.29,{"v":0.071,"d":"0.0710"},0.21,14.16]
["April",10,"11PM to 12AM",23,"April 10, 2019 23:00","2019-04-10T23:00:00",68.9,51.3,34.5,30.6,21.31,0.0719,{"v":0.2,"d":"0.20"},13.97]
["April",11,"2AM to 3AM",2,"April 11, 2019 2:00","2019-04-11T02:00:00",59.7,48.1,36.7,33.3,19.52,0.0732,0.22,13.73]
["April",11,"3AM to 4AM",3,"April 11, 2019 3:00","2019-04-11T03:00:00",56.3,46.6,36.9,33.6,18.73,0.0737,0.22,13.64]
["April",11,"6AM to 7AM",6,"April 11, 2019 6:00","2019-04-11T06:00:00",{"v":59,"d":"59.0"},48.4,38.3,35.6,19.69,0.0733,0.23,13.72]
["April",11,"9AM to 10AM",9,"April 11, 2019 9:00","2019-04-11T09:00:00",71.2,53.5,38.3,35.6,22.65,0.0716,0.23,14.04]
["April",11,"3PM to 4PM",15,"April 11, 2019 15:00","2019-04-11T15:00:00",{"v":81,"d":"81.0"},55.8,33.4,29.3,24.02,0.0703,0.19,14.28]
["April",11,"5PM to 6PM",17,"April 11, 2019 17:00","2019-04-11T17:00:00",77.4,53.6,30.7,26.1,22.65,0.0708,0.17,14.17]
["April",11,"8PM to 9PM",20,"April 11, 2019 20:00","2019-04-11T20:00:00",66.9,{"v":49,"d":"49.0"},30.2,25.4,20.03,0.0722,0.17,{"v":13.9,"d":"13.90"}]
["April",12,"12AM to 1AM",0,"April 12, 2019 0:00","2019-04-12",{"v":55,"d":"55.0"},44.3,32.4,{"v":28,"d":"28.0"},17.56,0.0739,0.18,13.59]
["April",12,"3AM to 4AM",3,"April 12, 2019 3:00","2019-04-12T03:00:00",49.3,41.8,33.3,29.1,16.33,0.0747,0.19,13.44]
["April",12,"4AM to 5AM",4,"April 12, 2019 4:00","2019-04-12T04:00:00",{"v":48,"d":"48.0"},41.5,{"v":34,"d":"34.0"},29.9,16.16,0.0749,{"v":0.2,"d":"0.20"},13.41]
["April",12,"7AM to 8AM",7,"April 12, 2019 7:00","2019-04-12T07:00:00",60.1,46.9,33.1,28.9,18.91,0.0731,0.19,13.73]
["April",12,"10AM to 11AM",{"$f":"IF(D2441+1>23,0,D2441+1)","v":10},"April 12, 2019 10:00","2019-04-12T10:00:00",75.9,{"v":54,"d":"54.0"},{"v":34,"d":"34.0"},29.9,22.91,{"v":0.071,"d":"0.0710"},{"v":0.2,"d":"0.20"},14.15]
["April",12,"4PM to 5PM",16,"April 12, 2019 16:00","2019-04-12T16:00:00",82.9,55.6,{"v":30,"d":"30.0"},25.2,23.86,0.0701,0.16,14.32]
["April",12,"6PM to 7PM",18,"April 12, 2019 18:00","2019-04-12T18:00:00",{"v":77,"d":"77.0"},52.3,26.6,21.5,21.85,0.0709,0.14,14.15]
["April",12,"10PM to 11PM",22,"April 12, 2019 22:00","2019-04-12T22:00:00",{"v":68,"d":"68.0"},48.5,{"v":27,"d":"27.0"},21.9,19.73,0.0721,0.14,13.91]
["April",13,"1AM to 2AM",1,"April 13, 2019 1:00","2019-04-13T01:00:00",{"v":61,"d":"61.0"},46.3,{"v":30,"d":"30.0"},25.2,18.56,{"v":0.073,"d":"0.0730"},0.16,13.74]
["April",13,"4AM to 5AM",4,"April 13, 2019 4:00","2019-04-13T04:00:00",{"v":50,"d":"50.0"},41.7,{"v":32,"d":"32.0"},27.6,16.28,0.0746,0.18,13.46]
["April",13,"5AM to 6AM",5,"April 13, 2019 5:00","2019-04-13T05:00:00",54.3,44.4,33.4,29.3,17.58,{"v":0.074,"d":"0.0740"},0.19,13.58]
["April",13,"8AM to 9AM",8,"April 13, 2019 8:00","2019-04-13T08:00:00",67.6,50.7,34.3,30.4,20.97,0.0721,{"v":0.2,"d":"0.20"},13.93]
["April",13,"1PM to 2PM",13,"April 13, 2019 13:00","2019-04-13T13:00:00",{"v":84,"d":"84.0"},{"v":56,"d":"56.0"},{"v":30,"d":"30.0"},25.2,24.12,0.0699,0.16,14.35]
["April",13,"4PM to 5PM",16,"April 13, 2019 16:00","2019-04-13T16:00:00",84.9,57.8,35.1,31.3,25.29,0.0698,{"v":0.2,"d":"0.20"},14.39]
["April",13,"7PM to 8PM",19,"April 13, 2019 19:00","2019-04-13T19:00:00",{"v":75,"d":"75.0"},52.1,28.9,{"v":24,"d":"24.0"},21.76,0.0711,0.16,14.11]
["April",13,"11PM to 12AM",23,"April 13, 2019 23:00","2019-04-13T23:00:00",61.9,48.3,34.7,30.8,19.65,0.0729,{"v":0.2,"d":"0.20"},13.78]
["April",14,"2AM to 3AM",2,"April 14, 2019 2:00","2019-04-14T02:00:00",54.7,45.5,{"v":36,"d":"36.0"},32.4,18.15,0.0739,0.21,{"v":13.6,"d":"13.60"}]
["April",14,"5AM to 6AM",5,"April 14, 2019 5:00","2019-04-14T05:00:00",{"v":55,"d":"55.0"},45.8,36.3,32.9,18.31,0.0738,0.21,13.61]
["April",14,"6AM to 7AM",6,"April 14, 2019 6:00","2019-04-14T06:00:00",57.9,{"v":47,"d":"47.0"},36.1,32.6,18.97,0.0734,0.21,13.68]
["April",14,"9AM to 10AM",9,"April 14, 2019 9:00","2019-04-14T09:00:00",76.3,54.7,35.8,32.2,23.34,0.0709,0.21,14.17]
["April",14,"2PM to 3PM",14,"April 14, 2019 14:00","2019-04-14T14:00:00",89.6,58.7,32.2,27.8,25.88,0.0692,0.18,{"v":14.5,"d":"14.50"}]
["April",14,"5PM to 6PM",17,"April 14, 2019 17:00","2019-04-14T17:00:00",{"v":86,"d":"86.0"},56.7,29.8,{"v":25,"d":"25.0"},24.57,0.0697,0.16,{"v":14.4,"d":"14.40"}]
["April",14,"8PM to 9PM",20,"April 14, 2019 20:00","2019-04-14T20:00:00",78.1,54.4,32.5,28.2,23.16,0.0707,0.18,{"v":14.2,"d":"14.20"}]
["April",15,"12AM to 1AM",0,"April 15, 2019 0:00","2019-04-15",74.7,54.7,37.6,34.6,23.32,0.0711,0.23,14.13]
["April",15,"3AM to 4AM",3,"April 15, 2019 3:00","2019-04-15T03:00:00",72.3,54.3,39.2,36.8,23.11,0.0714,0.24,14.08]
["April",15,"6AM to 7AM",6,"April 15, 2019 6:00","2019-04-15T06:00:00",{"v":75,"d":"75.0"},55.2,38.8,36.3,23.69,0.0711,0.24,14.15]
["April",15,"7AM to 8AM",7,"April 15, 2019 7:00","2019-04-15T07:00:00",{"v":77,"d":"77.0"},56.1,{"v":39,"d":"39.0"},36.6,24.21,0.0708,0.24,{"v":14.2,"d":"14.20"}]
["April",15,"11AM to 12PM",11,"April 15, 2019 11:00","2019-04-15T11:00:00",85.3,{"v":59,"d":"59.0"},38.5,35.8,26.09,0.0697,0.23,14.42]
["April",15,"3PM to 4PM",15,"April 15, 2019 15:00","2019-04-15T15:00:00",{"v":90,"d":"90.0"},59.9,36.1,32.6,26.73,0.0691,0.21,14.53]
["April",15,"6PM to 7PM",18,"April 15, 2019 18:00","2019-04-15T18:00:00",82.6,59.3,42.3,41.5,26.34,{"v":0.07,"d":"0.0700"},0.27,14.36]
["April",15,"9PM to 10PM",21,"April 15, 2019 21:00","2019-04-15T21:00:00",{"v":77,"d":"77.0"},56.6,40.5,38.7,24.54,0.0708,0.25,14.21]
["April",16,"1AM to 2AM",1,"April 16, 2019 1:00","2019-04-16T01:00:00",66.9,{"v":55,"d":"55.0"},{"v":46,"d":"46.0"},48.1,23.55,0.0721,0.31,13.97]
["April",16,"4AM to 5AM",4,"April 16, 2019 4:00","2019-04-16T04:00:00",{"v":63,"d":"63.0"},52.9,{"v":45,"d":"45.0"},46.1,22.29,0.0726,{"v":0.3,"d":"0.30"},13.86]
["April",16,"7AM to 8AM",7,"April 16, 2019 7:00","2019-04-16T07:00:00",71.1,55.7,44.1,44.5,24.01,0.0715,0.29,14.07]
["April",16,"8AM to 9AM",8,"April 16, 2019 8:00","2019-04-16T08:00:00",74.7,56.9,43.7,43.9,24.79,0.0711,0.29,14.16]
["April",16,"12PM to 1PM",12,"April 16, 2019 12:00","2019-04-16T12:00:00",86.7,60.8,42.3,41.5,27.34,0.0695,0.27,14.47]
["April",16,"4PM to 5PM",16,"April 16, 2019 16:00","2019-04-16T16:00:00",{"v":88,"d":"88.0"},60.1,{"v":39,"d":"39.0"},36.6,26.87,0.0694,0.24,14.49]
["April",16,"7PM to 8PM",19,"April 16, 2019 19:00","2019-04-16T19:00:00",{"v":75,"d":"75.0"},57.6,{"v":45,"d":"45.0"},46.1,25.22,{"v":0.071,"d":"0.0710"},{"v":0.3,"d":"0.30"},14.18]
["April",16,"10PM to 11PM",22,"April 16, 2019 22:00","2019-04-16T22:00:00",71.1,56.1,{"v":45,"d":"45.0"},46.1,24.25,0.0715,{"v":0.3,"d":"0.30"},14.07]
["April",17,"2AM to 3AM",2,"April 17, 2019 2:00","2019-04-17T02:00:00",62.8,53.5,46.4,48.7,22.65,0.0726,0.32,13.86]
["April",17,"5AM to 6AM",5,"April 17, 2019 5:00","2019-04-17T05:00:00",62.4,53.4,46.6,49.1,22.62,0.0727,0.32,13.85]
["April",17,"8AM to 9AM",8,"April 17, 2019 8:00","2019-04-17T08:00:00",71.2,56.5,45.7,47.4,{"v":24.5,"d":"24.50"},0.0715,0.31,14.08]
["April",17,"9AM to 10AM",9,"April 17, 2019 9:00","2019-04-17T09:00:00",75.7,58.1,45.5,47.1,25.54,0.0709,0.31,{"v":14.2,"d":"14.20"}]
["April",17,"1PM to 2PM",13,"April 17, 2019 13:00","2019-04-17T13:00:00",89.1,60.2,37.9,35.1,26.89,0.0692,0.23,14.51]
["April",17,"5PM to 6PM",17,{"$f":"A2569&\" \"&B2569&\", \"&$D$5&\" \"&D2569&\":00\"","v":"April 17, 2019 17:00"},{"$f":"DATEVALUE(E2569)+TIMEVALUE(E2569)","v":"2019-04-17T17:00:00"},86.4,58.3,34.9,{"v":31,"d":"31.0"},{"v":25.6,"d":"25.60"},0.0696,{"v":0.2,"d":"0.20"},14.43]
["April",17,"8PM to 9PM",20,"April 17, 2019 20:00","2019-04-17T20:00:00",79.3,55.2,33.4,29.3,23.63,0.0705,0.19,14.24]
["April",17,"11PM to 12AM",23,"April 17, 2019 23:00","2019-04-17T23:00:00",73.6,53.6,35.6,31.9,22.65,0.0713,0.21,14.09]
["April",18,"3AM to 4AM",3,"April 18, 2019 3:00","2019-04-18T03:00:00",65.7,51.4,38.7,36.1,21.38,0.0723,0.24,{"v":13.9,"d":"13.90"}]
["April",18,"6AM to 7AM",6,"April 18, 2019 6:00","2019-04-18T06:00:00",67.5,53.3,41.7,40.7,22.53,{"v":0.072,"d":"0.0720"},0.26,13.96]
["April",18,"7AM to 8AM",7,"April 18, 2019 7:00","2019-04-18T07:00:00",69.1,54.1,42.1,41.2,23.02,0.0718,0.27,{"v":14,"d":"14.00"}]
["April",18,"10AM to 11AM",10,"April 18, 2019 10:00","2019-04-18T10:00:00",{"v":75,"d":"75.0"},57.6,{"v":45,"d":"45.0"},46.1,25.22,{"v":0.071,"d":"0.0710"},{"v":0.3,"d":"0.30"},14.18]
["April",18,"2PM to 3PM",14,"April 18, 2019 14:00","2019-04-18T14:00:00",82.2,56.6,34.5,30.6,24.53,0.0701,{"v":0.2,"d":"0.20"},14.32]
["April",18,"6PM to 7PM",18,"April 18, 2019 18:00","2019-04-18T18:00:00",76.3,53.6,32.2,27.8,22.66,0.0709,0.18,14.15]
["April",18,"9PM to 10PM",21,"April 18, 2019 21:00","2019-04-18T21:00:00",67.3,50.4,{"v":34,"d":"34.0"},29.9,20.82,0.0721,{"v":0.2,"d":"0.20"},13.92]
["April",19,"12AM to 1AM",0,"April 19, 2019 0:00","2019-04-19",60.6,47.5,34.2,30.1,19.24,0.0731,{"v":0.2,"d":"0.20"},13.75]
["April",19,"4AM to 5AM",4,"April 19, 2019 4:00","2019-04-19T04:00:00",{"v":55,"d":"55.0"},45.3,35.1,31.3,18.06,0.0738,{"v":0.2,"d":"0.20"},{"v":13.6,"d":"13.60"}]
["April",19,"7AM to 8AM",7,"April 19, 2019 7:00","2019-04-19T07:00:00",{"v":57,"d":"57.0"},{"v":47,"d":"47.0"},{"v":37,"d":"37.0"},33.8,18.94,0.0735,0.22,13.66]
["April",19,"11AM to 12PM",11,"April 19, 2019 11:00","2019-04-19T11:00:00",65.3,{"v":49,"d":"49.0"},32.2,27.8,20.01,0.0724,0.18,13.86]
["April",19,"12PM to 1PM",12,"April 19, 2019 12:00","2019-04-19T12:00:00",66.7,49.7,32.5,28.2,20.42,0.0722,0.18,{"v":13.9,"d":"13.90"}]
["April",19,"3PM to 4PM",15,"April 19, 2019 15:00","2019-04-19T15:00:00",{"v":68,"d":"68.0"},49.8,31.1,26.5,20.46,0.0721,0.17,13.93]
["April",19,"7PM to 8PM",19,"April 19, 2019 19:00","2019-04-19T19:00:00",{"v":66,"d":"66.0"},48.9,30.9,26.3,19.94,0.0723,0.17,13.88]
["April",19,"10PM to 11PM",22,"April 19, 2019 22:00","2019-04-19T22:00:00",62.1,47.8,33.1,28.9,19.39,0.0729,0.19,13.78]
["April",20,"2AM to 3AM",2,"April 20, 2019 2:00","2019-04-20T02:00:00",56.3,{"v":46,"d":"46.0"},35.2,31.5,{"v":18.4,"d":"18.40"},0.0737,0.21,13.64]
["April",20,"5AM to 6AM",5,"April 20, 2019 5:00","2019-04-20T05:00:00",{"v":55,"d":"55.0"},44.3,32.4,{"v":28,"d":"28.0"},17.56,0.0739,0.18,13.59]
["April",20,"8AM to 9AM",8,"April 20, 2019 8:00","2019-04-20T08:00:00",{"v":61,"d":"61.0"},45.2,26.6,21.5,17.98,0.0731,0.14,13.73]
["April",20,"12PM to 1PM",12,"April 20, 2019 12:00","2019-04-20T12:00:00",68.4,47.6,{"v":23,"d":"23.0"},18.1,19.24,0.0721,0.12,13.91]
["April",20,"1PM to 2PM",13,"April 20, 2019 13:00","2019-04-20T13:00:00",{"v":70,"d":"70.0"},{"v":47,"d":"47.0"},17.1,13.6,18.92,0.0719,0.09,13.94]
["April",20,"4PM to 5PM",16,"April 20, 2019 16:00","2019-04-20T16:00:00",71.1,50.4,28.9,{"v":24,"d":"24.0"},{"v":20.8,"d":"20.80"},0.0717,0.16,{"v":14,"d":"14.00"}]
["April",20,"8PM to 9PM",20,"April 20, 2019 20:00","2019-04-20T20:00:00",62.6,{"v":46,"d":"46.0"},{"v":27,"d":"27.0"},21.9,18.43,0.0728,0.14,13.77]
["April",20,"11PM to 12AM",23,"April 20, 2019 23:00","2019-04-20T23:00:00",54.9,41.1,22.8,{"v":18,"d":"18.0"},15.96,{"v":0.074,"d":"0.0740"},0.12,13.56]
["April",21,"3AM to 4AM",3,"April 21, 2019 3:00","2019-04-21T03:00:00",48.9,38.4,24.3,19.2,14.72,0.0748,0.13,{"v":13.4,"d":"13.40"}]
["April",21,"6AM to 7AM",6,"April 21, 2019 6:00","2019-04-21T06:00:00",53.6,{"v":41,"d":"41.0"},24.6,19.6,{"v":15.9,"d":"15.90"},0.0741,0.13,13.53]
["April",21,"9AM to 10AM",9,"April 21, 2019 9:00","2019-04-21T09:00:00",65.3,46.5,24.3,19.2,18.67,0.0725,0.13,13.84]
["April",21,"11AM to 12PM",11,"April 21, 2019 11:00","2019-04-21T11:00:00",73.4,50.1,24.1,19.1,{"v":20.6,"d":"20.60"},0.0714,0.12,14.05]
["April",21,"2PM to 3PM",14,"April 21, 2019 14:00","2019-04-21T14:00:00",79.7,53.5,{"v":27,"d":"27.0"},21.9,22.56,0.0705,0.14,14.22]
["April",21,"5PM to 6PM",17,"April 21, 2019 17:00","2019-04-21T17:00:00",75.7,51.5,25.7,20.6,{"v":21.4,"d":"21.40"},0.0711,0.13,14.11]
["April",21,"9PM to 10PM",21,"April 21, 2019 21:00","2019-04-21T21:00:00",{"v":61,"d":"61.0"},44.9,25.7,20.6,17.84,0.0731,0.13,13.73]
["April",22,"12AM to 1AM",0,"April 22, 2019 0:00","2019-04-22",53.1,41.2,26.2,21.1,16.01,0.0742,0.14,13.52]
["April",22,"4AM to 5AM",4,"April 22, 2019 4:00","2019-04-22T04:00:00",{"v":43,"d":"43.0"},35.5,{"v":25,"d":"25.0"},19.9,13.39,0.0757,0.13,13.25]
["April",22,"7AM to 8AM",7,"April 22, 2019 7:00","2019-04-22T07:00:00",57.9,43.2,{"v":25,"d":"25.0"},19.9,{"v":17,"d":"17.00"},0.0735,0.13,13.64]
["April",22,"10AM to 11AM",10,"April 22, 2019 10:00","2019-04-22T10:00:00",71.1,48.8,{"v":23,"d":"23.0"},18.1,19.89,0.0717,0.12,13.98]
["April",22,"12PM to 1PM",12,"April 22, 2019 12:00","2019-04-22T12:00:00",76.3,51.4,24.6,19.6,21.37,{"v":0.071,"d":"0.0710"},0.13,14.13]
["April",22,"3PM to 4PM",15,"April 22, 2019 15:00","2019-04-22T15:00:00",78.4,51.9,22.8,{"v":18,"d":"18.0"},21.64,0.0707,0.12,14.18]
["April",22,"7PM to 8PM",19,"April 22, 2019 19:00","2019-04-22T19:00:00",{"v":70,"d":"70.0"},47.4,{"v":19,"d":"19.0"},{"v":15,"d":"15.0"},19.14,0.0719,{"v":0.1,"d":"0.10"},13.94]
["April",22,"10PM to 11PM",22,"April 22, 2019 22:00","2019-04-22T22:00:00",60.1,45.5,28.9,{"v":24,"d":"24.0"},18.15,0.0732,0.16,13.71]
["April",23,"1AM to 2AM",1,{"$f":"A2697&\" \"&B2697&\", \"&$D$5&\" \"&D2697&\":00\"","v":"April 23, 2019 1:00"},{"$f":"DATEVALUE(E2697)+TIMEVALUE(E2697)","v":"2019-04-23T01:00:00"},{"v":52,"d":"52.0"},41.3,{"v":28,"d":"28.0"},{"v":23,"d":"23.0"},16.04,0.0743,0.15,{"v":13.5,"d":"13.50"}]
["April",23,"5AM to 6AM",5,"April 23, 2019 5:00","2019-04-23T05:00:00",52.3,41.1,{"v":27,"d":"27.0"},21.9,15.95,0.0743,0.14,{"v":13.5,"d":"13.50"}]
["April",23,"7AM to 8AM",7,"April 23, 2019 7:00","2019-04-23T07:00:00",{"v":61,"d":"61.0"},44.7,{"v":25,"d":"25.0"},19.9,17.73,0.0731,0.13,13.72]
["April",23,"12PM to 1PM",12,"April 23, 2019 12:00","2019-04-23T12:00:00",82.2,53.6,23.5,18.6,22.65,0.0702,0.12,14.28]
["April",23,"1PM to 2PM",13,"April 23, 2019 13:00","2019-04-23T13:00:00",84.9,54.2,{"v":21,"d":"21.0"},16.5,22.97,0.0699,0.11,14.34]
["April",23,"4PM to 5PM",16,"April 23, 2019 16:00","2019-04-23T16:00:00",{"v":84,"d":"84.0"},53.1,17.1,13.6,{"v":22.3,"d":"22.30"},{"v":0.07,"d":"0.0700"},0.09,14.31]
["April",23,"8PM to 9PM",20,"April 23, 2019 20:00","2019-04-23T20:00:00",72.7,{"v":50,"d":"50.0"},24.8,19.7,20.53,0.0715,0.13,14.03]
["April",23,"11PM to 12AM",23,"April 23, 2019 23:00","2019-04-23T23:00:00",{"v":63,"d":"63.0"},46.5,{"v":28,"d":"28.0"},{"v":23,"d":"23.0"},18.69,0.0728,0.15,13.79]
["April",24,"2AM to 3AM",2,"April 24, 2019 2:00","2019-04-24T02:00:00",54.7,{"v":43,"d":"43.0"},29.3,24.4,16.91,0.0739,0.16,13.57]
["April",24,"6AM to 7AM",6,"April 24, 2019 6:00","2019-04-24T06:00:00",56.7,44.1,29.7,24.8,17.45,0.0737,0.16,13.62]
["April",24,"8AM to 9AM",8,"April 24, 2019 8:00","2019-04-24T08:00:00",66.4,{"v":49,"d":"49.0"},30.7,26.1,{"v":20,"d":"20.00"},0.0723,0.17,13.89]
["April",24,"1PM to 2PM",13,"April 24, 2019 13:00","2019-04-24T13:00:00",89.1,58.5,{"v":32,"d":"32.0"},27.6,25.72,0.0693,0.18,14.49]
["April",24,"2PM to 3PM",14,"April 24, 2019 14:00","2019-04-24T14:00:00",89.4,58.1,30.4,25.6,{"v":25.5,"d":"25.50"},0.0693,0.17,14.49]
["April",24,"5PM to 6PM",17,"April 24, 2019 17:00","2019-04-24T17:00:00",86.4,56.5,28.4,23.4,{"v":24.4,"d":"24.40"},0.0697,0.15,{"v":14.4,"d":"14.40"}]
["April",24,"9PM to 10PM",21,"April 24, 2019 21:00","2019-04-24T21:00:00",70.3,{"v":51,"d":"51.0"},31.8,27.4,21.16,0.0717,0.18,13.99]
["April",25,"12AM to 1AM",0,"April 25, 2019 0:00","2019-04-25",61.3,47.9,34.2,30.1,19.41,{"v":0.073,"d":"0.0730"},{"v":0.2,"d":"0.20"},13.76]
["April",25,"3AM to 4AM",3,"April 25, 2019 3:00","2019-04-25T03:00:00",55.6,44.3,31.6,27.2,17.56,0.0738,0.18,{"v":13.6,"d":"13.60"}]
["April",25,"5AM to 6AM",5,"April 25, 2019 5:00","2019-04-25T05:00:00",58.6,45.6,31.3,26.7,18.23,0.0734,0.17,13.68]
["April",25,"11AM to 12PM",11,"April 25, 2019 11:00","2019-04-25T11:00:00",84.6,55.9,28.8,23.8,24.03,0.0699,0.16,14.36]
["April",25,"12PM to 1PM",12,"April 25, 2019 12:00","2019-04-25T12:00:00",88.3,57.5,29.7,24.8,{"v":25.1,"d":"25.10"},0.0694,0.16,14.46]
["April",25,"3PM to 4PM",15,"April 25, 2019 15:00","2019-04-25T15:00:00",91.9,58.5,28.2,23.2,25.72,{"v":0.069,"d":"0.0690"},0.15,14.55]
["April",25,"6PM to 7PM",{"$f":"IF(D2761+1>23,0,D2761+1)","v":18},"April 25, 2019 18:00","2019-04-25T18:00:00",83.3,55.6,29.5,24.6,23.85,{"v":0.07,"d":"0.0700"},0.16,14.33]
["April",25,"10PM to 11PM",22,"April 25, 2019 22:00","2019-04-25T22:00:00",66.9,50.9,{"v":36,"d":"36.0"},32.4,21.11,0.0722,0.21,13.92]
["April",26,"1AM to 2AM",1,"April 26, 2019 1:00","2019-04-26T01:00:00",60.1,47.2,{"v":34,"d":"34.0"},29.9,19.07,0.0731,{"v":0.2,"d":"0.20"},13.73]
["April",26,"4AM to 5AM",4,"April 26, 2019 4:00","2019-04-26T04:00:00",{"v":54,"d":"54.0"},43.7,{"v":32,"d":"32.0"},27.6,17.24,{"v":0.074,"d":"0.0740"},0.18,13.56]
["April",26,"6AM to 7AM",6,"April 26, 2019 6:00","2019-04-26T06:00:00",62.6,47.6,31.6,27.2,19.25,0.0728,0.18,13.79]
["April",26,"12PM to 1PM",12,"April 26, 2019 12:00","2019-04-26T12:00:00",89.6,58.7,32.2,27.8,25.88,0.0692,0.18,{"v":14.5,"d":"14.50"}]
["April",26,"1PM to 2PM",13,"April 26, 2019 13:00","2019-04-26T13:00:00",{"v":93,"d":"93.0"},58.8,{"v":28,"d":"28.0"},{"v":23,"d":"23.0"},25.95,0.0688,0.15,14.58]
["April",26,"4PM to 5PM",16,"April 26, 2019 16:00","2019-04-26T16:00:00",91.9,{"v":58,"d":"58.0"},26.1,{"v":21,"d":"21.0"},25.37,{"v":0.069,"d":"0.0690"},0.14,14.54]
["April",26,"7PM to 8PM",19,"April 26, 2019 19:00","2019-04-26T19:00:00",82.9,55.6,{"v":30,"d":"30.0"},25.2,23.86,0.0701,0.16,14.32]
["April",26,"11PM to 12AM",23,"April 26, 2019 23:00","2019-04-26T23:00:00",71.2,51.4,31.6,27.2,21.34,0.0716,0.18,14.02]
["April",27,"2AM to 3AM",2,"April 27, 2019 2:00","2019-04-27T02:00:00",60.4,47.2,33.4,29.3,19.06,0.0731,0.19,13.74]
["April",27,"7AM to 8AM",7,"April 27, 2019 7:00","2019-04-27T07:00:00",{"v":66,"d":"66.0"},49.9,{"v":34,"d":"34.0"},29.9,20.51,0.0723,{"v":0.2,"d":"0.20"},13.89]
["April",27,"10AM to 11AM",10,"April 27, 2019 10:00","2019-04-27T10:00:00",{"v":81,"d":"81.0"},55.7,33.1,28.9,23.96,0.0703,0.19,14.28]
["April",27,"1PM to 2PM",13,"April 27, 2019 13:00","2019-04-27T13:00:00",89.1,57.6,28.9,{"v":24,"d":"24.0"},25.15,0.0693,0.16,14.48]
["April",27,"2PM to 3PM",14,"April 27, 2019 14:00","2019-04-27T14:00:00",89.8,57.8,28.8,23.8,25.29,0.0692,0.16,{"v":14.5,"d":"14.50"}]
["April",27,"5PM to 6PM",17,"April 27, 2019 17:00","2019-04-27T17:00:00",87.6,57.6,30.9,26.3,25.16,0.0695,0.17,14.45]
["April",27,"8PM to 9PM",20,"April 27, 2019 20:00","2019-04-27T20:00:00",77.9,54.3,32.4,{"v":28,"d":"28.0"},23.09,0.0707,0.18,{"v":14.2,"d":"14.20"}]
["April",28,"12AM to 1AM",0,"April 28, 2019 0:00","2019-04-28",{"v":64,"d":"64.0"},49.1,34.3,30.4,{"v":20.1,"d":"20.10"},0.0726,{"v":0.2,"d":"0.20"},13.84]
["April",28,"3AM to 4AM",3,"April 28, 2019 3:00","2019-04-28T03:00:00",57.4,45.5,32.5,28.2,18.16,0.0735,0.18,13.65]
["April",28,"8AM to 9AM",8,"April 28, 2019 8:00","2019-04-28T08:00:00",72.7,{"v":53,"d":"53.0"},34.9,{"v":31,"d":"31.0"},22.29,0.0714,{"v":0.2,"d":"0.20"},14.07]
["April",28,"11AM to 12PM",11,"April 28, 2019 11:00","2019-04-28T11:00:00",85.1,{"v":57,"d":"57.0"},32.2,27.8,{"v":24.8,"d":"24.80"},0.0698,0.18,14.38]
["April",28,"2PM to 3PM",14,"April 28, 2019 14:00","2019-04-28T14:00:00",90.7,58.3,29.3,24.4,{"v":25.6,"d":"25.60"},0.0691,0.16,14.52]
["April",28,"3PM to 4PM",15,"April 28, 2019 15:00","2019-04-28T15:00:00",90.3,58.7,31.1,26.5,25.85,0.0691,0.17,14.52]
["April",28,"6PM to 7PM",18,"April 28, 2019 18:00","2019-04-28T18:00:00",82.6,{"v":56,"d":"56.0"},{"v":32,"d":"32.0"},27.6,24.16,0.0701,0.18,14.32]
["April",28,"9PM to 10PM",21,"April 28, 2019 21:00","2019-04-28T21:00:00",75.6,52.5,29.5,24.6,21.98,0.0711,0.16,14.12]
["April",29,"1AM to 2AM",1,"April 29, 2019 1:00","2019-04-29T01:00:00",{"v":63,"d":"63.0"},48.9,35.1,31.3,19.98,0.0727,{"v":0.2,"d":"0.20"},13.81]
["April",29,"5AM to 6AM",5,"April 29, 2019 5:00","2019-04-29T05:00:00",64.8,48.4,31.1,26.5,19.67,0.0725,0.17,13.84]
["April",29,"9AM to 10AM",9,"April 29, 2019 9:00","2019-04-29T09:00:00",79.3,55.6,34.9,{"v":31,"d":"31.0"},23.91,0.0705,{"v":0.2,"d":"0.20"},14.24]
["April",29,"12PM to 1PM",12,"April 29, 2019 12:00","2019-04-29T12:00:00",87.4,{"v":58,"d":"58.0"},32.4,{"v":28,"d":"28.0"},25.39,0.0695,0.18,14.45]
["April",29,"3PM to 4PM",15,"April 29, 2019 15:00","2019-04-29T15:00:00",89.1,{"v":58,"d":"58.0"},30.2,25.4,25.38,0.0693,0.17,14.48]
["April",29,"4PM to 5PM",16,"April 29, 2019 16:00","2019-04-29T16:00:00",89.1,57.9,{"v":30,"d":"30.0"},25.2,25.34,0.0693,0.16,14.48]
["April",29,"7PM to 8PM",19,"April 29, 2019 19:00","2019-04-29T19:00:00",80.1,54.1,28.9,{"v":24,"d":"24.0"},22.97,0.0705,0.16,14.24]
["April",29,"11PM to 12AM",23,"April 29, 2019 23:00","2019-04-29T23:00:00",69.4,49.2,27.3,22.2,20.14,0.0719,0.15,13.95]
["April",30,"2AM to 3AM",2,"April 30, 2019 2:00","2019-04-30T02:00:00",61.3,46.4,{"v":30,"d":"30.0"},25.2,18.65,{"v":0.073,"d":"0.0730"},0.16,13.75]
["April",30,"6AM to 7AM",6,"April 30, 2019 6:00","2019-04-30T06:00:00",64.6,48.5,31.6,27.2,19.73,0.0725,0.18,13.84]
["April",30,"10AM to 11AM",10,"April 30, 2019 10:00","2019-04-30T10:00:00",{"v":79,"d":"79.0"},{"v":54,"d":"54.0"},{"v":30,"d":"30.0"},25.2,22.91,0.0706,0.16,14.21]
["April",30,"1PM to 2PM",13,"April 30, 2019 13:00","2019-04-30T13:00:00",{"v":90,"d":"90.0"},58.8,{"v":32,"d":"32.0"},27.6,25.94,0.0692,0.18,14.51]
["April",30,"4PM to 5PM",16,"April 30, 2019 16:00","2019-04-30T16:00:00",{"v":91,"d":"91.0"},59.5,33.1,28.9,{"v":26.4,"d":"26.40"},{"v":0.069,"d":"0.0690"},0.19,14.55]
["April",30,"5PM to 6PM",17,"April 30, 2019 17:00","2019-04-30T17:00:00",87.6,58.1,32.5,28.2,25.47,0.0695,0.18,14.45]
["April",30,"8PM to 9PM",20,"April 30, 2019 20:00","2019-04-30T20:00:00",{"v":73,"d":"73.0"},53.5,{"v":36,"d":"36.0"},32.4,{"v":22.6,"d":"22.60"},0.0713,0.21,14.08]
["May",1,"12AM to 1AM",0,"May 1, 2019 0:00","2019-05-01",68.5,52.8,39.2,36.8,{"v":22.2,"d":"22.20"},0.0719,0.24,13.98]
["May",1,"3AM to 4AM",3,"May 1, 2019 3:00","2019-05-01T03:00:00",66.4,{"v":52,"d":"52.0"},39.6,37.4,21.76,0.0722,0.24,13.92]
["May",1,"7AM to 8AM",7,"May 1, 2019 7:00","2019-05-01T07:00:00",{"v":75,"d":"75.0"},56.4,42.1,41.2,24.46,{"v":0.071,"d":"0.0710"},0.27,14.16]
["May",1,"11AM to 12PM",11,"May 1, 2019 11:00","2019-05-01T11:00:00",87.6,59.5,37.4,34.3,26.42,0.0694,0.22,14.47]
["May",1,"2PM to 3PM",14,"May 1, 2019 14:00","2019-05-01T14:00:00",{"v":93,"d":"93.0"},61.8,38.7,36.1,28.01,0.0687,0.24,14.62]
["May",1,"3PM to 4PM",15,"May 1, 2019 15:00","2019-05-01T15:00:00",{"v":93,"d":"93.0"},61.8,38.7,36.1,28.01,0.0687,0.24,14.62]
["May",1,"6PM to 7PM",18,"May 1, 2019 18:00","2019-05-01T18:00:00",88.3,59.5,36.5,33.1,26.41,0.0693,0.22,14.49]
["May",1,"9PM to 10PM",21,"May 1, 2019 21:00","2019-05-01T21:00:00",{"v":82,"d":"82.0"},56.9,35.8,32.2,24.74,0.0702,0.21,14.32]
["May",2,"1AM to 2AM",1,"May 2, 2019 1:00","2019-05-02T01:00:00",{"v":73,"d":"73.0"},54.1,37.9,35.1,23.01,0.0713,0.23,14.09]
["May",2,"4AM to 5AM",4,"May 2, 2019 4:00","2019-05-02T04:00:00",{"v":68,"d":"68.0"},52.5,{"v":39,"d":"39.0"},36.6,22.03,{"v":0.072,"d":"0.0720"},0.24,13.96]
["May",2,"8AM to 9AM",8,"May 2, 2019 8:00","2019-05-02T08:00:00",78.3,57.1,40.6,{"v":39,"d":"39.0"},24.89,0.0706,0.25,14.24]
["May",2,"12PM to 1PM",12,"May 2, 2019 12:00","2019-05-02T12:00:00",86.9,61.3,43.5,43.6,27.71,0.0695,0.28,14.48]
["May",2,"3PM to 4PM",15,"May 2, 2019 15:00","2019-05-02T15:00:00",{"v":88,"d":"88.0"},61.1,41.9,{"v":41,"d":"41.0"},27.56,0.0693,0.27,{"v":14.5,"d":"14.50"}]
["May",2,"4PM to 5PM",16,"May 2, 2019 16:00","2019-05-02T16:00:00",{"v":88,"d":"88.0"},61.2,42.1,41.2,{"v":27.6,"d":"27.60"},0.0693,0.27,14.51]
["May",2,"7PM to 8PM",19,"May 2, 2019 19:00","2019-05-02T19:00:00",{"v":82,"d":"82.0"},60.1,{"v":45,"d":"45.0"},46.1,26.92,0.0701,{"v":0.3,"d":"0.30"},14.36]
["May",2,"10PM to 11PM",22,"May 2, 2019 22:00","2019-05-02T22:00:00",{"v":77,"d":"77.0"},58.8,{"v":46,"d":"46.0"},48.1,{"v":26,"d":"26.00"},0.0707,0.31,14.24]
["May",3,"1AM to 2AM",1,"May 3, 2019 1:00","2019-05-03T01:00:00",{"v":70,"d":"70.0"},55.3,44.1,44.5,23.75,0.0717,0.29,14.04]
["May",3,"6AM to 7AM",6,"May 3, 2019 6:00","2019-05-03T06:00:00",68.4,54.8,44.4,45.2,23.45,0.0719,0.29,{"v":14,"d":"14.00"}]
["May",3,"9AM to 10AM",9,"May 3, 2019 9:00","2019-05-03T09:00:00",76.6,{"v":58,"d":"58.0"},44.6,45.5,25.51,0.0708,{"v":0.3,"d":"0.30"},14.22]
["May",3,"1PM to 2PM",13,"May 3, 2019 13:00","2019-05-03T13:00:00",{"v":86,"d":"86.0"},61.9,{"v":46,"d":"46.0"},48.1,28.19,0.0696,0.31,14.48]
["May",3,"4PM to 5PM",16,"May 3, 2019 16:00","2019-05-03T16:00:00",{"v":88,"d":"88.0"},61.5,{"v":43,"d":"43.0"},42.7,27.83,0.0693,0.28,14.51]
["May",3,"5PM to 6PM",17,{"$f":"A2953&\" \"&B2953&\", \"&$D$5&\" \"&D2953&\":00\"","v":"May 3, 2019 17:00"},{"$f":"DATEVALUE(E2953)+TIMEVALUE(E2953)","v":"2019-05-03T17:00:00"},86.4,61.4,44.2,44.8,27.77,0.0695,0.29,14.47]
["May",3,"8PM to 9PM",20,"May 3, 2019 20:00","2019-05-03T20:00:00",80.6,59.8,45.5,47.1,26.72,0.0703,0.31,14.33]
["May",3,"11PM to 12AM",23,"May 3, 2019 23:00","2019-05-03T23:00:00",74.3,57.9,46.4,48.7,25.45,0.0711,0.32,14.17]
["May",4,"2AM to 3AM",2,"May 4, 2019 2:00","2019-05-04T02:00:00",69.6,56.1,46.2,48.4,24.26,0.0717,0.31,14.04]
["May",4,"7AM to 8AM",7,"May 4, 2019 7:00","2019-05-04T07:00:00",{"v":70,"d":"70.0"},56.5,46.9,49.7,24.56,0.0717,0.32,14.06]
["May",4,"11AM to 12PM",11,"May 4, 2019 11:00","2019-05-04T11:00:00",84.6,61.4,{"v":46,"d":"46.0"},48.1,27.84,0.0697,0.31,14.44]
["May",4,"2PM to 3PM",14,"May 4, 2019 14:00","2019-05-04T14:00:00",88.7,{"v":62,"d":"62.0"},43.9,44.2,28.24,0.0692,0.29,14.53]
["May",4,"5PM to 6PM",17,"May 4, 2019 17:00","2019-05-04T17:00:00",87.6,60.4,40.3,38.4,27.07,0.0694,0.25,14.49]
["May",4,"6PM to 7PM",18,"May 4, 2019 18:00","2019-05-04T18:00:00",85.3,59.4,39.7,37.6,26.38,0.0697,0.25,14.42]
["May",4,"9PM to 10PM",21,"May 4, 2019 21:00","2019-05-04T21:00:00",79.7,58.1,41.9,{"v":41,"d":"41.0"},25.55,0.0704,0.27,14.29]
["May",5,"3AM to 4AM",3,"May 5, 2019 3:00","2019-05-05T03:00:00",{"v":68,"d":"68.0"},55.3,45.9,47.7,23.76,0.0719,0.31,{"v":14,"d":"14.00"}]
["May",5,"5AM to 6AM",5,"May 5, 2019 5:00","2019-05-05T05:00:00",67.6,55.3,46.2,48.4,23.78,{"v":0.072,"d":"0.0720"},0.31,13.99]
["May",5,"8AM to 9AM",8,"May 5, 2019 8:00","2019-05-05T08:00:00",76.6,58.4,45.5,47.1,25.76,0.0708,0.31,14.22]
["May",5,"12PM to 1PM",12,"May 5, 2019 12:00","2019-05-05T12:00:00",{"v":86,"d":"86.0"},59.4,{"v":39,"d":"39.0"},36.6,26.39,0.0696,0.24,14.44]
["May",5,"3PM to 4PM",15,"May 5, 2019 15:00","2019-05-05T15:00:00",89.1,59.4,35.4,31.7,26.36,0.0693,0.21,{"v":14.5,"d":"14.50"}]
["May",5,"6PM to 7PM",18,"May 5, 2019 18:00","2019-05-05T18:00:00",{"v":86,"d":"86.0"},{"v":59,"d":"59.0"},37.6,34.6,26.07,0.0696,0.23,14.43]
["May",5,"7PM to 8PM",19,"May 5, 2019 19:00","2019-05-05T19:00:00",{"v":84,"d":"84.0"},58.7,{"v":39,"d":"39.0"},36.6,25.91,0.0699,0.24,14.39]
["May",5,"10PM to 11PM",22,"May 5, 2019 22:00","2019-05-05T22:00:00",{"v":77,"d":"77.0"},55.4,{"v":37,"d":"37.0"},33.8,23.78,0.0708,0.22,14.19]
["May",6,"4AM to 5AM",4,"May 6, 2019 4:00","2019-05-06T04:00:00",57.9,{"v":47,"d":"47.0"},{"v":36,"d":"36.0"},32.4,18.94,0.0734,0.21,13.68]
["May",6,"6AM to 7AM",6,"May 6, 2019 6:00","2019-05-06T06:00:00",64.6,51.1,39.2,36.8,21.24,0.0725,0.24,13.87]
["May",6,"9AM to 10AM",9,{"$f":"A3017&\" \"&B3017&\", \"&$D$5&\" \"&D3017&\":00\"","v":"May 6, 2019 9:00"},{"$f":"DATEVALUE(E3017)+TIMEVALUE(E3017)","v":"2019-05-06T09:00:00"},73.2,54.7,39.2,36.8,23.33,0.0713,0.24,{"v":14.1,"d":"14.10"}]
["May",6,"1PM to 2PM",13,"May 6, 2019 13:00","2019-05-06T13:00:00",{"v":84,"d":"84.0"},57.7,{"v":36,"d":"36.0"},32.4,25.25,0.0699,0.21,14.37]
["May",6,"4PM to 5PM",16,"May 6, 2019 16:00","2019-05-06T16:00:00",84.9,54.8,24.1,19.1,23.38,0.0699,0.12,14.35]
["May",6,"7PM to 8PM",19,"May 6, 2019 19:00","2019-05-06T19:00:00",78.1,53.1,{"v":28,"d":"28.0"},{"v":23,"d":"23.0"},22.34,0.0707,0.15,14.18]
["May",6,"8PM to 9PM",20,"May 6, 2019 20:00","2019-05-06T20:00:00",75.7,52.2,28.4,23.4,21.84,{"v":0.071,"d":"0.0710"},0.15,14.12]
["May",7,"1AM to 2AM",1,"May 7, 2019 1:00","2019-05-07T01:00:00",{"v":63,"d":"63.0"},45.1,{"v":23,"d":"23.0"},18.1,17.93,0.0728,0.12,13.77]
["May",7,"4AM to 5AM",4,"May 7, 2019 4:00","2019-05-07T04:00:00",53.1,41.1,26.1,{"v":21,"d":"21.0"},15.98,0.0742,0.14,13.52]
["May",7,"7AM to 8AM",7,"May 7, 2019 7:00","2019-05-07T07:00:00",{"v":70,"d":"70.0"},47.9,{"v":21,"d":"21.0"},16.5,19.37,0.0719,0.11,13.95]
["May",7,"10AM to 11AM",10,"May 7, 2019 10:00","2019-05-07T10:00:00",{"v":79,"d":"79.0"},51.9,21.9,17.2,21.65,0.0707,0.11,14.19]
["May",7,"2PM to 3PM",14,"May 7, 2019 14:00","2019-05-07T14:00:00",84.9,53.3,{"v":16,"d":"16.0"},12.9,22.41,0.0699,0.08,14.33]
["May",7,"5PM to 6PM",17,"May 7, 2019 17:00","2019-05-07T17:00:00",82.6,{"v":53,"d":"53.0"},19.6,15.4,22.24,0.0702,{"v":0.1,"d":"0.10"},14.28]
["May",7,"8PM to 9PM",20,"May 7, 2019 20:00","2019-05-07T20:00:00",74.7,50.9,{"v":25,"d":"25.0"},19.9,21.03,0.0712,0.13,14.08]
["May",7,"9PM to 10PM",21,"May 7, 2019 21:00","2019-05-07T21:00:00",71.4,50.2,27.7,22.6,20.67,0.0716,0.15,14.01]
["May",8,"2AM to 3AM",2,"May 8, 2019 2:00","2019-05-08T02:00:00",60.6,45.9,29.5,24.6,18.37,0.0731,0.16,13.73]
["May",8,"5AM to 6AM",5,"May 8, 2019 5:00","2019-05-08T05:00:00",61.9,47.1,31.1,26.5,18.98,0.0729,0.17,13.77]
["May",8,"8AM to 9AM",8,"May 8, 2019 8:00","2019-05-08T08:00:00",74.3,{"v":52,"d":"52.0"},29.7,24.8,21.71,0.0712,0.16,14.09]
["May",8,"11AM to 12PM",11,"May 8, 2019 11:00","2019-05-08T11:00:00",85.3,55.4,25.7,20.6,23.71,0.0698,0.13,14.37]
["May",8,"3PM to 4PM",15,"May 8, 2019 15:00","2019-05-08T15:00:00",89.4,56.6,24.3,19.2,24.49,0.0693,0.13,14.47]
["May",8,"6PM to 7PM",18,"May 8, 2019 18:00","2019-05-08T18:00:00",84.4,55.3,{"v":27,"d":"27.0"},21.9,23.69,0.0699,0.14,14.35]
["May",8,"7PM to 8PM",19,"May 8, 2019 19:00","2019-05-08T19:00:00",{"v":82,"d":"82.0"},54.7,{"v":28,"d":"28.0"},{"v":23,"d":"23.0"},{"v":23.3,"d":"23.30"},0.0702,0.15,14.29]
["May",8,"11PM to 12AM",23,"May 8, 2019 23:00","2019-05-08T23:00:00",72.3,{"v":52,"d":"52.0"},32.4,{"v":28,"d":"28.0"},21.74,0.0715,0.18,14.05]
["May",9,"2AM to 3AM",{"$f":"IF(D3081+1>23,0,D3081+1)","v":2},"May 9, 2019 2:00","2019-05-09T02:00:00",64.9,48.8,{"v":32,"d":"32.0"},27.6,19.89,0.0725,0.18,13.85]
["May",9,"6AM to 7AM",6,"May 9, 2019 6:00","2019-05-09T06:00:00",66.4,49.2,31.5,26.9,20.13,0.0723,0.18,13.89]
["May",9,"9AM to 10AM",9,"May 9, 2019 9:00","2019-05-09T09:00:00",76.5,53.1,30.2,25.4,22.33,0.0709,0.17,14.15]
["May",9,"12PM to 1PM",12,"May 9, 2019 12:00","2019-05-09T12:00:00",85.3,55.4,25.7,20.6,23.71,0.0698,0.13,14.37]
["May",9,"4PM to 5PM",16,"May 9, 2019 16:00","2019-05-09T16:00:00",87.1,56.6,{"v":28,"d":"28.0"},{"v":23,"d":"23.0"},24.52,0.0696,0.15,14.42]
["May",9,"7PM to 8PM",19,"May 9, 2019 19:00","2019-05-09T19:00:00",{"v":81,"d":"81.0"},55.1,30.9,26.3,23.55,0.0703,0.17,14.27]
["May",9,"8PM to 9PM",20,"May 9, 2019 20:00","2019-05-09T20:00:00",78.3,54.5,32.5,28.2,23.21,0.0707,0.18,14.21]
["May",10,"12AM to 1AM",0,"May 10, 2019 0:00","2019-05-10",72.3,53.1,35.6,31.9,22.35,0.0714,0.21,14.06]
["May",10,"3AM to 4AM",3,"May 10, 2019 3:00","2019-05-10T03:00:00",67.3,52.6,40.1,38.2,{"v":22.1,"d":"22.10"},0.0721,0.25,13.95]
["May",10,"7AM to 8AM",7,"May 10, 2019 7:00","2019-05-10T07:00:00",{"v":70,"d":"70.0"},55.7,{"v":45,"d":"45.0"},46.1,23.99,0.0717,{"v":0.3,"d":"0.30"},14.04]
["May",10,"10AM to 11AM",10,"May 10, 2019 10:00","2019-05-10T10:00:00",{"v":82,"d":"82.0"},59.4,{"v":43,"d":"43.0"},42.7,26.39,0.0701,0.28,14.35]
["May",10,"1PM to 2PM",13,"May 10, 2019 13:00","2019-05-10T13:00:00",87.1,59.5,37.9,35.1,26.41,0.0695,0.23,14.46]
["May",10,"5PM to 6PM",17,"May 10, 2019 17:00","2019-05-10T17:00:00",{"v":86,"d":"86.0"},58.5,36.1,32.6,25.77,0.0696,0.21,14.42]
["May",10,"8PM to 9PM",20,"May 10, 2019 20:00","2019-05-10T20:00:00",78.6,55.9,36.7,33.3,24.09,0.0706,0.22,14.23]
["May",10,"9PM to 10PM",21,"May 10, 2019 21:00","2019-05-10T21:00:00",75.4,54.8,37.2,34.1,23.42,{"v":0.071,"d":"0.0710"},0.22,14.15]
["May",11,"1AM to 2AM",1,"May 11, 2019 1:00","2019-05-11T01:00:00",{"v":64,"d":"64.0"},51.6,{"v":41,"d":"41.0"},39.5,21.53,0.0725,0.26,13.87]
["May",11,"4AM to 5AM",4,"May 11, 2019 4:00","2019-05-11T04:00:00",60.1,49.5,39.9,37.9,20.31,0.0731,0.25,13.76]
["May",11,"8AM to 9AM",8,"May 11, 2019 8:00","2019-05-11T08:00:00",73.9,54.8,38.8,36.3,23.43,0.0712,0.24,14.12]
["May",11,"11AM to 12PM",11,"May 11, 2019 11:00","2019-05-11T11:00:00",83.7,58.4,38.5,35.8,{"v":25.7,"d":"25.70"},0.0699,0.23,14.37]
["May",11,"3PM to 4PM",15,"May 11, 2019 15:00","2019-05-11T15:00:00",88.3,{"v":60,"d":"60.0"},38.1,35.3,26.76,0.0693,0.23,{"v":14.5,"d":"14.50"}]
["May",11,"6PM to 7PM",{"$f":"IF(D3145+1>23,0,D3145+1)","v":18},"May 11, 2019 18:00","2019-05-11T18:00:00",82.4,59.6,43.2,{"v":43,"d":"43.0"},26.52,0.0701,0.28,14.36]
["May",11,"9PM to 10PM",21,"May 11, 2019 21:00","2019-05-11T21:00:00",71.6,57.9,48.6,52.9,25.45,0.0714,0.34,14.11]
["May",11,"10PM to 11PM",22,"May 11, 2019 22:00","2019-05-11T22:00:00",{"v":68,"d":"68.0"},56.7,48.9,53.6,24.68,0.0719,0.35,14.02]
["May",12,"2AM to 3AM",2,"May 12, 2019 2:00","2019-05-12T02:00:00",62.8,50.4,39.4,37.1,20.84,0.0727,0.24,13.82]
["May",12,"5AM to 6AM",5,"May 12, 2019 5:00","2019-05-12T05:00:00",62.1,51.3,42.3,41.5,21.36,0.0728,0.27,13.82]
["May",12,"9AM to 10AM",9,"May 12, 2019 9:00","2019-05-12T09:00:00",{"v":72,"d":"72.0"},55.9,43.7,43.9,24.13,0.0714,0.29,14.09]
["May",12,"12PM to 1PM",12,"May 12, 2019 12:00","2019-05-12T12:00:00",76.3,57.1,42.6,42.1,{"v":24.9,"d":"24.90"},0.0709,0.27,{"v":14.2,"d":"14.20"}]
["May",12,"4PM to 5PM",16,"May 12, 2019 16:00","2019-05-12T16:00:00",{"v":77,"d":"77.0"},55.4,{"v":37,"d":"37.0"},33.8,23.78,0.0708,0.22,14.19]
["May",12,"7PM to 8PM",19,"May 12, 2019 19:00","2019-05-12T19:00:00",71.1,52.4,35.1,31.3,21.94,0.0716,{"v":0.2,"d":"0.20"},14.03]
["May",12,"11PM to 12AM",23,"May 12, 2019 23:00","2019-05-12T23:00:00",64.4,50.7,38.3,35.6,{"v":21,"d":"21.00"},0.0725,0.23,13.86]
["May",13,"12AM to 1AM",0,"May 13, 2019 0:00","2019-05-13",62.6,50.1,38.7,36.1,20.64,0.0727,0.24,13.82]
["May",13,"3AM to 4AM",3,"May 13, 2019 3:00","2019-05-13T03:00:00",55.8,47.3,39.4,37.1,19.14,0.0737,0.24,13.64]
["May",13,"7AM to 8AM",7,"May 13, 2019 7:00","2019-05-13T07:00:00",{"v":63,"d":"63.0"},51.2,{"v":41,"d":"41.0"},39.5,21.27,0.0727,0.26,13.84]
["May",13,"10AM to 11AM",10,"May 13, 2019 10:00","2019-05-13T10:00:00",{"v":72,"d":"72.0"},55.6,{"v":43,"d":"43.0"},42.7,23.94,0.0714,0.28,14.09]
["May",13,"1PM to 2PM",13,"May 13, 2019 13:00","2019-05-13T13:00:00",{"v":79,"d":"79.0"},57.5,{"v":41,"d":"41.0"},39.5,25.15,0.0705,0.26,14.26]
["May",13,"5PM to 6PM",17,"May 13, 2019 17:00","2019-05-13T17:00:00",79.7,56.6,37.6,34.6,24.55,0.0705,0.23,14.26]
["May",13,"8PM to 9PM",20,"May 13, 2019 20:00","2019-05-13T20:00:00",74.3,54.4,37.2,34.1,23.16,0.0712,0.22,14.12]
["May",14,"12AM to 1AM",0,"May 14, 2019 0:00","2019-05-14",67.1,51.6,37.8,34.8,21.53,0.0721,0.23,13.93]
["May",14,"1AM to 2AM",1,"May 14, 2019 1:00","2019-05-14T01:00:00",{"v":66,"d":"66.0"},50.9,{"v":37,"d":"37.0"},33.8,21.12,0.0723,0.22,{"v":13.9,"d":"13.90"}]
["May",14,"4AM to 5AM",4,"May 14, 2019 4:00","2019-05-14T04:00:00",55.9,46.8,37.9,35.1,18.87,0.0737,0.23,13.64]
["May",14,"8AM to 9AM",8,"May 14, 2019 8:00","2019-05-14T08:00:00",70.3,53.2,38.3,35.6,22.43,0.0717,0.23,14.02]
["May",14,"11AM to 12PM",11,"May 14, 2019 11:00","2019-05-14T11:00:00",79.3,55.6,34.9,{"v":31,"d":"31.0"},23.91,0.0705,{"v":0.2,"d":"0.20"},14.24]
["May",14,"2PM to 3PM",14,"May 14, 2019 14:00","2019-05-14T14:00:00",84.7,56.9,{"v":32,"d":"32.0"},27.6,24.68,0.0698,0.18,14.37]
["May",14,"6PM to 7PM",18,"May 14, 2019 18:00","2019-05-14T18:00:00",80.1,54.5,30.2,25.4,{"v":23.2,"d":"23.20"},0.0705,0.17,14.24]
["May",14,"9PM to 10PM",21,"May 14, 2019 21:00","2019-05-14T21:00:00",71.8,50.4,27.9,22.8,20.79,0.0716,0.15,14.02]
["May",15,"1AM to 2AM",1,"May 15, 2019 1:00","2019-05-15T01:00:00",62.1,45.5,26.1,{"v":21,"d":"21.0"},18.16,0.0729,0.14,13.76]
["May",15,"2AM to 3AM",2,"May 15, 2019 2:00","2019-05-15T02:00:00",{"v":59,"d":"59.0"},44.7,28.2,23.2,17.77,0.0733,0.15,13.68]
["May",15,"5AM to 6AM",5,"May 15, 2019 5:00","2019-05-15T05:00:00",57.7,{"v":45,"d":"45.0"},30.6,25.9,17.87,0.0735,0.17,13.66]
["May",15,"9AM to 10AM",9,"May 15, 2019 9:00","2019-05-15T09:00:00",74.3,51.3,27.3,22.2,21.31,0.0712,0.15,14.08]
["May",15,"12PM to 1PM",12,"May 15, 2019 12:00","2019-05-15T12:00:00",82.6,53.4,21.9,17.2,22.52,0.0702,0.11,14.28]
["May",15,"3PM to 4PM",15,"May 15, 2019 15:00","2019-05-15T15:00:00",85.6,54.6,21.7,17.1,23.24,0.0698,0.11,14.36]
["May",15,"7PM to 8PM",19,"May 15, 2019 19:00","2019-05-15T19:00:00",{"v":79,"d":"79.0"},52.2,{"v":23,"d":"23.0"},18.1,{"v":21.8,"d":"21.80"},0.0706,0.12,14.19]
["May",15,"10PM to 11PM",22,"May 15, 2019 22:00","2019-05-15T22:00:00",{"v":66,"d":"66.0"},47.3,26.1,{"v":21,"d":"21.0"},19.11,0.0724,0.14,13.86]
["May",16,"12AM to 1AM",0,"May 16, 2019 0:00","2019-05-16",59.4,44.5,{"v":27,"d":"27.0"},21.9,17.65,0.0733,0.14,13.69]
["May",16,"3AM to 4AM",3,"May 16, 2019 3:00","2019-05-16T03:00:00",54.7,42.4,27.5,22.4,{"v":16.6,"d":"16.60"},{"v":0.074,"d":"0.0740"},0.15,13.57]
["May",16,"6AM to 7AM",6,"May 16, 2019 6:00","2019-05-16T06:00:00",63.3,46.8,28.4,23.4,18.84,0.0727,0.15,{"v":13.8,"d":"13.80"}]
["May",16,"10AM to 11AM",10,"May 16, 2019 10:00","2019-05-16T10:00:00",{"v":81,"d":"81.0"},52.8,21.9,17.2,22.13,0.0704,0.11,14.24]
["May",16,"1PM to 2PM",13,"May 16, 2019 13:00","2019-05-16T13:00:00",{"v":88,"d":"88.0"},54.7,17.1,13.6,23.26,0.0695,0.09,14.41]
["May",16,"4PM to 5PM",16,"May 16, 2019 16:00","2019-05-16T16:00:00",89.1,55.4,{"v":19,"d":"19.0"},{"v":15,"d":"15.0"},23.73,0.0694,{"v":0.1,"d":"0.10"},14.45]
["May",16,"7PM to 8PM",19,"May 16, 2019 19:00","2019-05-16T19:00:00",{"v":81,"d":"81.0"},53.5,{"v":25,"d":"25.0"},19.9,22.55,0.0704,0.13,14.25]
["May",17,"12AM to 1AM",0,"May 17, 2019 0:00","2019-05-17",68.7,49.1,27.9,22.8,20.05,{"v":0.072,"d":"0.0720"},0.15,13.94]
["May",17,"1AM to 2AM",1,{"$f":"A3273&\" \"&B3273&\", \"&$D$5&\" \"&D3273&\":00\"","v":"May 17, 2019 1:00"},{"$f":"DATEVALUE(E3273)+TIMEVALUE(E3273)","v":"2019-05-17T01:00:00"},{"v":66,"d":"66.0"},47.6,{"v":27,"d":"27.0"},21.9,19.25,0.0724,0.14,13.86]
["May",17,"4AM to 5AM",4,"May 17, 2019 4:00","2019-05-17T04:00:00",62.1,44.7,{"v":23,"d":"23.0"},18.1,17.72,0.0729,0.12,13.75]
["May",17,"7AM to 8AM",7,"May 17, 2019 7:00","2019-05-17T07:00:00",69.1,49.9,{"v":30,"d":"30.0"},25.2,20.52,0.0719,0.16,13.95]
["May",17,"11AM to 12PM",11,"May 17, 2019 11:00","2019-05-17T11:00:00",86.5,55.6,24.6,19.6,23.85,0.0697,0.13,{"v":14.4,"d":"14.40"}]
["May",17,"2PM to 3PM",14,"May 17, 2019 14:00","2019-05-17T14:00:00",90.3,57.1,24.8,19.7,24.79,0.0692,0.13,{"v":14.5,"d":"14.50"}]
["May",17,"4PM to 5PM",16,"May 17, 2019 16:00","2019-05-17T16:00:00",{"v":91,"d":"91.0"},57.6,26.1,{"v":21,"d":"21.0"},25.15,0.0691,0.14,14.52]
["May",17,"10PM to 11PM",22,"May 17, 2019 22:00","2019-05-17T22:00:00",66.9,48.6,28.9,{"v":24,"d":"24.0"},{"v":19.8,"d":"19.80"},0.0722,0.16,13.89]
["May",18,"1AM to 2AM",1,"May 18, 2019 1:00","2019-05-18T01:00:00",{"v":61,"d":"61.0"},47.6,{"v":34,"d":"34.0"},29.9,19.29,{"v":0.073,"d":"0.0730"},{"v":0.2,"d":"0.20"},13.75]
["May",18,"2AM to 3AM",2,"May 18, 2019 2:00","2019-05-18T02:00:00",59.4,46.6,33.1,28.9,18.73,0.0732,0.19,13.71]
["May",18,"5AM to 6AM",5,"May 18, 2019 5:00","2019-05-18T05:00:00",61.3,47.1,{"v":32,"d":"32.0"},27.6,19.02,{"v":0.073,"d":"0.0730"},0.18,13.76]
["May",18,"8AM to 9AM",8,"May 18, 2019 8:00","2019-05-18T08:00:00",75.9,52.7,29.7,24.8,{"v":22.1,"d":"22.10"},{"v":0.071,"d":"0.0710"},0.16,14.13]
["May",18,"12PM to 1PM",12,"May 18, 2019 12:00","2019-05-18T12:00:00",89.2,{"v":56,"d":"56.0"},21.6,16.9,24.08,0.0693,0.11,14.46]
["May",18,"3PM to 4PM",15,"May 18, 2019 15:00","2019-05-18T15:00:00",93.2,{"v":58,"d":"58.0"},24.3,19.2,{"v":25.4,"d":"25.40"},0.0688,0.13,14.57]
["May",18,"5PM to 6PM",17,"May 18, 2019 17:00","2019-05-18T17:00:00",91.6,57.2,23.2,18.3,24.86,{"v":0.069,"d":"0.0690"},0.12,14.52]
["May",18,"11PM to 12AM",23,"May 18, 2019 23:00","2019-05-18T23:00:00",{"v":70,"d":"70.0"},51.1,32.5,28.2,{"v":21.2,"d":"21.20"},0.0718,0.18,13.99]
["May",19,"2AM to 3AM",2,"May 19, 2019 2:00","2019-05-19T02:00:00",{"v":64,"d":"64.0"},49.1,34.3,30.4,{"v":20.1,"d":"20.10"},0.0726,{"v":0.2,"d":"0.20"},13.84]
["May",19,"3AM to 4AM",3,"May 19, 2019 3:00","2019-05-19T03:00:00",{"v":64,"d":"64.0"},48.9,33.6,29.5,19.96,0.0726,0.19,13.83]
["May",19,"6AM to 7AM",6,"May 19, 2019 6:00","2019-05-19T06:00:00",71.4,52.1,33.8,29.7,21.78,0.0716,0.19,14.03]
["May",19,"9AM to 10AM",9,"May 19, 2019 9:00","2019-05-19T09:00:00",85.6,57.4,32.7,28.4,25.02,0.0697,0.19,{"v":14.4,"d":"14.40"}]
["May",19,"1PM to 2PM",13,"May 19, 2019 13:00","2019-05-19T13:00:00",{"v":100,"d":"100.0"},61.5,28.9,{"v":24,"d":"24.0"},{"v":27.8,"d":"27.80"},{"v":0.068,"d":"0.0680"},0.16,14.77]
["May",19,"6PM to 7PM",{"$f":"IF(D3337+1>23,0,D3337+1)","v":18},"May 19, 2019 18:00","2019-05-19T18:00:00",93.7,59.4,29.3,24.4,26.34,0.0687,0.16,{"v":14.6,"d":"14.60"}]
["May",19,"9PM to 10PM",21,"May 19, 2019 21:00","2019-05-19T21:00:00",{"v":81,"d":"81.0"},55.8,33.4,29.3,24.02,0.0703,0.19,14.28]
["May",20,"12AM to 1AM",0,"May 20, 2019 0:00","2019-05-20",70.7,52.5,{"v":36,"d":"36.0"},32.4,22.03,0.0717,0.21,14.02]
["May",20,"3AM to 4AM",3,"May 20, 2019 3:00","2019-05-20T03:00:00",67.3,49.8,32.2,27.8,20.49,0.0722,0.18,13.91]
["May",20,"4AM to 5AM",4,"May 20, 2019 4:00","2019-05-20T04:00:00",66.9,{"v":49,"d":"49.0"},{"v":30,"d":"30.0"},25.2,19.99,0.0722,0.16,{"v":13.9,"d":"13.90"}]
["May",20,"7AM to 8AM",7,"May 20, 2019 7:00","2019-05-20T07:00:00",78.1,55.2,35.1,31.3,23.64,0.0707,{"v":0.2,"d":"0.20"},14.21]
["May",20,"11AM to 12PM",11,"May 20, 2019 11:00","2019-05-20T11:00:00",93.7,{"v":60,"d":"60.0"},31.5,26.9,26.75,0.0687,0.18,14.61]
["May",20,"2PM to 3PM",14,"May 20, 2019 14:00","2019-05-20T14:00:00",99.7,60.6,25.5,20.4,27.15,{"v":0.068,"d":"0.0680"},0.13,14.75]
["May",20,"7PM to 8PM",19,"May 20, 2019 19:00","2019-05-20T19:00:00",91.9,60.3,35.1,31.3,26.99,0.0689,{"v":0.2,"d":"0.20"},14.58]
["May",20,"10PM to 11PM",22,"May 20, 2019 22:00","2019-05-20T22:00:00",84.9,57.8,35.1,31.3,25.29,0.0698,{"v":0.2,"d":"0.20"},14.39]
["May",21,"1AM to 2AM",1,"May 21, 2019 1:00","2019-05-21T01:00:00",{"v":72,"d":"72.0"},52.7,35.1,31.3,22.15,0.0715,{"v":0.2,"d":"0.20"},14.05]
["May",21,"4AM to 5AM",4,"May 21, 2019 4:00","2019-05-21T04:00:00",{"v":66,"d":"66.0"},50.5,{"v":36,"d":"36.0"},32.4,{"v":20.9,"d":"20.90"},0.0723,0.21,{"v":13.9,"d":"13.90"}]
["May",21,"5AM to 6AM",5,"May 21, 2019 5:00","2019-05-21T05:00:00",69.3,52.4,37.4,34.3,21.98,0.0718,0.22,13.99]
["May",21,"8AM to 9AM",8,"May 21, 2019 8:00","2019-05-21T08:00:00",{"v":81,"d":"81.0"},58.2,40.8,39.3,25.59,0.0703,0.26,14.31]
["May",21,"12PM to 1PM",12,"May 21, 2019 12:00","2019-05-21T12:00:00",{"v":95,"d":"95.0"},{"v":64,"d":"64.0"},43.5,43.6,29.68,0.0685,0.28,{"v":14.7,"d":"14.70"}]
["May",21,"4PM to 5PM",16,"May 21, 2019 16:00","2019-05-21T16:00:00",98.1,64.2,{"v":41,"d":"41.0"},39.5,29.78,0.0681,0.26,14.77]
["May",21,"7PM to 8PM",19,"May 21, 2019 19:00","2019-05-21T19:00:00",{"v":90,"d":"90.0"},60.2,{"v":37,"d":"37.0"},33.8,26.91,0.0691,0.22,14.53]
["May",21,"11PM to 12AM",23,"May 21, 2019 23:00","2019-05-21T23:00:00",78.8,56.4,37.9,35.1,{"v":24.4,"d":"24.40"},0.0706,0.23,14.24]
["May",22,"2AM to 3AM",2,"May 22, 2019 2:00","2019-05-22T02:00:00",76.1,57.3,43.3,43.3,25.04,0.0709,0.28,{"v":14.2,"d":"14.20"}]
["May",22,"5AM to 6AM",5,"May 22, 2019 5:00","2019-05-22T05:00:00",72.3,56.1,43.9,44.2,24.27,0.0714,0.29,{"v":14.1,"d":"14.10"}]
["May",22,"6AM to 7AM",6,"May 22, 2019 6:00","2019-05-22T06:00:00",76.6,{"v":58,"d":"58.0"},44.6,45.5,25.51,0.0708,{"v":0.3,"d":"0.30"},14.22]
["May",22,"9AM to 10AM",9,{"$f":"A3401&\" \"&B3401&\", \"&$D$5&\" \"&D3401&\":00\"","v":"May 22, 2019 9:00"},{"$f":"DATEVALUE(E3401)+TIMEVALUE(E3401)","v":"2019-05-22T09:00:00"},85.1,58.9,38.3,35.6,26.01,0.0697,0.23,14.41]
["May",22,"1PM to 2PM",13,"May 22, 2019 13:00","2019-05-22T13:00:00",91.9,{"v":59,"d":"59.0"},{"v":30,"d":"30.0"},25.2,26.04,0.0689,0.16,14.56]
["May",22,"5PM to 6PM",17,"May 22, 2019 17:00","2019-05-22T17:00:00",86.9,56.8,28.8,23.8,{"v":24.6,"d":"24.60"},0.0696,0.16,14.42]
["May",22,"8PM to 9PM",20,"May 22, 2019 20:00","2019-05-22T20:00:00",{"v":79,"d":"79.0"},53.5,{"v":28,"d":"28.0"},{"v":23,"d":"23.0"},22.56,0.0706,0.15,14.21]
["May",23,"12AM to 1AM",0,"May 23, 2019 0:00","2019-05-23",{"v":73,"d":"73.0"},51.9,30.9,26.3,21.64,0.0714,0.17,14.06]
["May",23,"3AM to 4AM",3,"May 23, 2019 3:00","2019-05-23T03:00:00",66.7,50.3,34.3,30.4,20.75,0.0722,{"v":0.2,"d":"0.20"},13.91]
["May",23,"4AM to 5AM",4,"May 23, 2019 4:00","2019-05-23T04:00:00",{"v":64,"d":"64.0"},49.4,35.1,31.3,20.24,0.0726,{"v":0.2,"d":"0.20"},13.84]
["May",23,"7AM to 8AM",7,"May 23, 2019 7:00","2019-05-23T07:00:00",69.1,51.5,35.1,31.3,21.46,0.0719,{"v":0.2,"d":"0.20"},13.97]
["May",23,"10AM to 11AM",10,"May 23, 2019 10:00","2019-05-23T10:00:00",{"v":79,"d":"79.0"},56.5,37.9,35.1,24.45,0.0705,0.23,14.25]
["May",23,"2PM to 3PM",14,"May 23, 2019 14:00","2019-05-23T14:00:00",87.1,57.8,32.2,27.8,25.28,0.0695,0.18,14.44]
["May",23,"6PM to 7PM",18,"May 23, 2019 18:00","2019-05-23T18:00:00",82.4,55.1,28.9,{"v":24,"d":"24.0"},23.54,0.0702,0.16,{"v":14.3,"d":"14.30"}]
["May",23,"9PM to 10PM",21,"May 23, 2019 21:00","2019-05-23T21:00:00",75.4,52.3,29.3,24.4,21.91,0.0711,0.16,14.12]
["May",24,"1AM to 2AM",1,"May 24, 2019 1:00","2019-05-24T01:00:00",{"v":63,"d":"63.0"},48.9,35.1,31.3,19.98,0.0727,{"v":0.2,"d":"0.20"},13.81]
["May",24,"4AM to 5AM",4,"May 24, 2019 4:00","2019-05-24T04:00:00",{"v":57,"d":"57.0"},45.8,{"v":34,"d":"34.0"},29.9,18.33,0.0736,{"v":0.2,"d":"0.20"},13.65]
["May",24,"5AM to 6AM",5,"May 24, 2019 5:00","2019-05-24T05:00:00",61.3,48.1,34.9,{"v":31,"d":"31.0"},19.55,{"v":0.073,"d":"0.0730"},{"v":0.2,"d":"0.20"},13.77]
["May",24,"8AM to 9AM",8,"May 24, 2019 8:00","2019-05-24T08:00:00",73.4,53.4,35.4,31.7,22.57,0.0713,0.21,14.09]
["May",24,"11AM to 12PM",11,"May 24, 2019 11:00","2019-05-24T11:00:00",{"v":82,"d":"82.0"},55.7,31.5,26.9,23.92,0.0702,0.18,{"v":14.3,"d":"14.30"}]
["May",24,"3PM to 4PM",15,"May 24, 2019 15:00","2019-05-24T15:00:00",87.3,57.4,30.7,26.1,25.04,0.0695,0.17,14.44]
["May",24,"7PM to 8PM",19,"May 24, 2019 19:00","2019-05-24T19:00:00",80.1,54.1,28.9,{"v":24,"d":"24.0"},22.97,0.0705,0.16,14.24]
["May",24,"10PM to 11PM",22,"May 24, 2019 22:00","2019-05-24T22:00:00",{"v":75,"d":"75.0"},52.4,{"v":30,"d":"30.0"},25.2,21.95,0.0711,0.16,14.11]
["May",25,"2AM to 3AM",{"$f":"IF(D3465+1>23,0,D3465+1)","v":2},"May 25, 2019 2:00","2019-05-25T02:00:00",61.3,46.9,31.3,26.7,18.88,{"v":0.073,"d":"0.0730"},0.17,13.75]
["May",25,"5AM to 6AM",5,"May 25, 2019 5:00","2019-05-25T05:00:00",63.3,47.8,31.5,26.9,19.39,0.0727,0.18,13.81]
["May",25,"6AM to 7AM",6,"May 25, 2019 6:00","2019-05-25T06:00:00",68.5,50.4,32.4,{"v":28,"d":"28.0"},20.82,{"v":0.072,"d":"0.0720"},0.18,13.95]
["May",25,"9AM to 10AM",9,"May 25, 2019 9:00","2019-05-25T09:00:00",81.3,55.3,31.1,26.5,23.68,0.0703,0.17,14.28]
["May",25,"12PM to 1PM",12,"May 25, 2019 12:00","2019-05-25T12:00:00",88.3,57.5,29.7,24.8,{"v":25.1,"d":"25.10"},0.0694,0.16,14.46]
["May",25,"5PM to 6PM",17,"May 25, 2019 17:00","2019-05-25T17:00:00",90.3,58.1,29.1,24.2,25.48,0.0692,0.16,14.51]
["May",25,"8PM to 9PM",20,"May 25, 2019 20:00","2019-05-25T20:00:00",{"v":82,"d":"82.0"},55.7,31.5,26.9,23.92,0.0702,0.18,{"v":14.3,"d":"14.30"}]
["May",26,"12AM to 1AM",0,"May 26, 2019 0:00","2019-05-26",66.7,51.1,36.7,33.3,21.22,0.0722,0.22,13.92]
["May",26,"3AM to 4AM",3,"May 26, 2019 3:00","2019-05-26T03:00:00",62.8,{"v":49,"d":"49.0"},35.4,31.7,{"v":20,"d":"20.00"},0.0728,0.21,13.81]
["May",26,"6AM to 7AM",6,"May 26, 2019 6:00","2019-05-26T06:00:00",71.2,52.6,35.6,31.9,22.09,0.0716,0.21,14.03]
["May",26,"7AM to 8AM",7,"May 26, 2019 7:00","2019-05-26T07:00:00",75.9,{"v":54,"d":"54.0"},{"v":34,"d":"34.0"},29.9,22.91,{"v":0.071,"d":"0.0710"},{"v":0.2,"d":"0.20"},14.15]
["May",26,"10AM to 11AM",10,"May 26, 2019 10:00","2019-05-26T10:00:00",91.9,{"v":59,"d":"59.0"},{"v":30,"d":"30.0"},25.2,26.04,0.0689,0.16,14.56]
["May",26,"1PM to 2PM",13,"May 26, 2019 13:00","2019-05-26T13:00:00",98.1,60.9,28.9,{"v":24,"d":"24.0"},27.32,0.0682,0.16,14.71]
["May",26,"6PM to 7PM",18,"May 26, 2019 18:00","2019-05-26T18:00:00",94.1,60.2,31.6,27.2,26.87,0.0687,0.18,14.62]
["May",26,"9PM to 10PM",21,"May 26, 2019 21:00","2019-05-26T21:00:00",85.6,57.8,34.3,30.4,25.33,0.0697,{"v":0.2,"d":"0.20"},14.41]
["May",27,"1AM to 2AM",1,"May 27, 2019 1:00","2019-05-27T01:00:00",69.1,52.9,{"v":39,"d":"39.0"},36.6,22.29,0.0719,0.24,13.99]
["May",27,"4AM to 5AM",4,"May 27, 2019 4:00","2019-05-27T04:00:00",{"v":66,"d":"66.0"},50.2,35.1,31.3,20.72,0.0723,{"v":0.2,"d":"0.20"},13.89]
["May",27,"7AM to 8AM",7,"May 27, 2019 7:00","2019-05-27T07:00:00",78.1,55.5,{"v":36,"d":"36.0"},32.4,23.82,0.0707,0.21,14.21]
["May",27,"8AM to 9AM",8,"May 27, 2019 8:00","2019-05-27T08:00:00",82.8,57.8,37.6,34.6,25.29,0.0701,0.23,14.35]
["May",27,"2PM to 3PM",14,"May 27, 2019 14:00","2019-05-27T14:00:00",{"v":104,"d":"104.0"},64.1,{"v":34,"d":"34.0"},29.9,{"v":29.7,"d":"29.70"},0.0674,{"v":0.2,"d":"0.20"},14.89]
["May",27,"4PM to 5PM",16,"May 27, 2019 16:00","2019-05-27T16:00:00",{"v":104,"d":"104.0"},63.7,{"v":32,"d":"32.0"},27.6,29.33,0.0675,0.18,14.88]
["May",27,"7PM to 8PM",19,"May 27, 2019 19:00","2019-05-27T19:00:00",{"v":95,"d":"95.0"},60.9,33.1,28.9,27.35,0.0685,0.19,14.65]
["May",27,"10PM to 11PM",22,"May 27, 2019 22:00","2019-05-27T22:00:00",{"v":79,"d":"79.0"},57.1,39.9,37.9,24.89,0.0705,0.25,14.26]
["May",28,"2AM to 3AM",2,"May 28, 2019 2:00","2019-05-28T02:00:00",72.7,54.3,38.7,36.1,23.08,0.0714,0.24,14.08]
["May",28,"5AM to 6AM",5,"May 28, 2019 5:00","2019-05-28T05:00:00",73.9,54.8,38.8,36.3,23.43,0.0712,0.24,14.12]
["May",28,"8AM to 9AM",8,"May 28, 2019 8:00","2019-05-28T08:00:00",86.7,59.9,39.6,37.4,26.69,0.0695,0.24,14.46]
["May",28,"9AM to 10AM",9,"May 28, 2019 9:00","2019-05-28T09:00:00",91.4,61.8,40.5,38.7,28.03,0.0689,0.25,14.59]
["May",28,"3PM to 4PM",15,"May 28, 2019 15:00","2019-05-28T15:00:00",105.3,64.1,{"v":32,"d":"32.0"},27.6,29.64,0.0673,0.18,14.92]
["May",28,"5PM to 6PM",17,"May 28, 2019 17:00","2019-05-28T17:00:00",102.7,63.5,33.1,28.9,29.22,0.0676,0.19,14.85]
["May",28,"8PM to 9PM",20,"May 28, 2019 20:00","2019-05-28T20:00:00",94.1,61.3,35.8,32.2,27.66,0.0686,0.21,14.64]
["May",28,"11PM to 12AM",23,"May 28, 2019 23:00","2019-05-28T23:00:00",86.7,58.9,36.7,33.3,26.05,0.0696,0.22,14.45]
["May",29,"3AM to 4AM",3,"May 29, 2019 3:00","2019-05-29T03:00:00",{"v":72,"d":"72.0"},54.7,40.6,{"v":39,"d":"39.0"},23.36,0.0715,0.25,14.07]
["May",29,"6AM to 7AM",6,"May 29, 2019 6:00","2019-05-29T06:00:00",76.1,{"v":56,"d":"56.0"},39.7,37.6,24.15,0.0709,0.25,14.18]
["May",29,"9AM to 10AM",9,"May 29, 2019 9:00","2019-05-29T09:00:00",{"v":90,"d":"90.0"},60.9,39.4,37.1,27.43,0.0691,0.24,14.54]
["May",29,"12PM to 1PM",12,"May 29, 2019 12:00","2019-05-29T12:00:00",100.9,64.5,{"v":39,"d":"39.0"},36.6,30.01,0.0678,0.24,14.83]
["May",29,"2PM to 3PM",14,"May 29, 2019 14:00","2019-05-29T14:00:00",104.4,65.1,{"v":37,"d":"37.0"},33.8,{"v":30.4,"d":"30.40"},0.0674,0.22,14.91]
["May",29,"6PM to 7PM",18,"May 29, 2019 18:00","2019-05-29T18:00:00",98.4,61.9,32.5,28.2,28.08,0.0681,0.18,14.74]
["May",29,"9PM to 10PM",21,"May 29, 2019 21:00","2019-05-29T21:00:00",90.3,59.2,32.9,28.7,26.19,0.0691,0.19,14.53]
["May",30,"12AM to 1AM",0,"May 30, 2019 0:00","2019-05-30",78.6,55.5,35.4,31.7,23.84,0.0706,0.21,14.23]
["May",30,"4AM to 5AM",4,"May 30, 2019 4:00","2019-05-30T04:00:00",{"v":68,"d":"68.0"},51.1,35.1,31.3,{"v":21.2,"d":"21.20"},{"v":0.072,"d":"0.0720"},{"v":0.2,"d":"0.20"},13.94]
["May",30,"7AM to 8AM",7,"May 30, 2019 7:00","2019-05-30T07:00:00",82.9,57.9,37.9,35.1,25.41,{"v":0.07,"d":"0.0700"},0.23,14.35]
["May",30,"8AM to 9AM",8,"May 30, 2019 8:00","2019-05-30T08:00:00",86.9,59.5,38.3,35.6,26.45,0.0695,0.23,14.46]
["May",30,"1PM to 2PM",13,"May 30, 2019 13:00","2019-05-30T13:00:00",{"v":100,"d":"100.0"},63.9,37.9,35.1,29.55,0.0679,0.23,{"v":14.8,"d":"14.80"}]
["May",30,"3PM to 4PM",15,"May 30, 2019 15:00","2019-05-30T15:00:00",100.6,63.1,34.2,30.1,28.91,0.0679,{"v":0.2,"d":"0.20"},{"v":14.8,"d":"14.80"}]
["May",30,"7PM to 8PM",19,"May 30, 2019 19:00","2019-05-30T19:00:00",{"v":93,"d":"93.0"},61.5,37.9,35.1,27.85,0.0688,0.23,14.62]
["May",30,"10PM to 11PM",22,"May 30, 2019 22:00","2019-05-30T22:00:00",84.9,59.3,39.9,37.9,26.33,0.0698,0.25,14.41]
["May",31,"1AM to 2AM",1,"May 31, 2019 1:00","2019-05-31T01:00:00",{"v":79,"d":"79.0"},56.2,{"v":37,"d":"37.0"},33.8,24.26,0.0706,0.22,14.24]
["May",31,"5AM to 6AM",5,"May 31, 2019 5:00","2019-05-31T05:00:00",71.6,54.1,39.4,37.1,22.98,0.0715,0.24,14.06]
["May",31,"8AM to 9AM",8,"May 31, 2019 8:00","2019-05-31T08:00:00",82.6,58.9,41.2,39.8,26.07,{"v":0.07,"d":"0.0700"},0.26,14.36]
["May",31,"10AM to 11AM",10,"May 31, 2019 10:00","2019-05-31T10:00:00",{"v":90,"d":"90.0"},61.1,39.9,37.9,27.56,0.0691,0.25,14.55]
["May",31,"1PM to 2PM",13,"May 31, 2019 13:00","2019-05-31T13:00:00",96.1,62.9,{"v":39,"d":"39.0"},36.6,28.83,0.0684,0.24,{"v":14.7,"d":"14.70"}]
["May",31,"4PM to 5PM",16,"May 31, 2019 16:00","2019-05-31T16:00:00",{"v":100,"d":"100.0"},62.8,{"v":34,"d":"34.0"},29.9,28.74,0.0679,{"v":0.2,"d":"0.20"},14.79]
["May",31,"8PM to 9PM",20,"May 31, 2019 20:00","2019-05-31T20:00:00",83.5,58.9,40.3,38.4,26.07,0.0699,0.25,14.38]
["May",31,"11PM to 12AM",23,"May 31, 2019 23:00","2019-05-31T23:00:00",76.5,58.2,45.1,46.4,25.62,0.0708,{"v":0.3,"d":"0.30"},14.22]
["June",1,"3AM to 4AM",3,"June 1, 2019 3:00","2019-06-01T03:00:00",70.7,59.2,{"v":52,"d":"52.0"},60.2,26.36,0.0715,0.39,14.11]
["June",1,"6AM to 7AM",6,"June 1, 2019 6:00","2019-06-01T06:00:00",{"v":70,"d":"70.0"},60.6,{"v":55,"d":"55.0"},67.4,27.32,0.0715,0.44,14.11]
["June",1,"9AM to 10AM",9,"June 1, 2019 9:00","2019-06-01T09:00:00",82.9,{"v":63,"d":"63.0"},51.1,58.2,29.03,0.0699,0.38,14.43]
["June",1,"11AM to 12PM",11,"June 1, 2019 11:00","2019-06-01T11:00:00",87.1,64.4,51.1,58.2,30.04,0.0694,0.38,14.54]
["June",1,"2PM to 3PM",14,"June 1, 2019 14:00","2019-06-01T14:00:00",{"v":93,"d":"93.0"},65.8,{"v":50,"d":"50.0"},55.9,31.13,0.0686,0.36,14.69]
["June",1,"5PM to 6PM",17,"June 1, 2019 17:00","2019-06-01T17:00:00",{"v":90,"d":"90.0"},63.3,{"v":46,"d":"46.0"},48.1,29.15,0.0691,0.31,14.58]
["June",1,"9PM to 10PM",21,"June 1, 2019 21:00","2019-06-01T21:00:00",80.1,59.1,44.1,44.5,26.19,0.0703,0.29,14.31]
["June",2,"12AM to 1AM",0,"June 2, 2019 0:00","2019-06-02",{"v":72,"d":"72.0"},57.8,{"v":48,"d":"48.0"},51.8,25.37,0.0714,0.34,14.11]
["June",2,"4AM to 5AM",4,"June 2, 2019 4:00","2019-06-02T04:00:00",69.1,56.2,46.9,49.7,24.34,0.0718,0.32,14.03]
["June",2,"7AM to 8AM",7,"June 2, 2019 7:00","2019-06-02T07:00:00",{"v":73,"d":"73.0"},58.2,{"v":48,"d":"48.0"},51.8,25.63,0.0712,0.34,14.14]
["June",2,"8AM to 9AM",8,"June 2, 2019 8:00","2019-06-02T08:00:00",{"v":75,"d":"75.0"},59.3,48.9,53.6,26.39,{"v":0.071,"d":"0.0710"},0.35,{"v":14.2,"d":"14.20"}]
["June",2,"12PM to 1PM",12,"June 2, 2019 12:00","2019-06-02T12:00:00",{"v":86,"d":"86.0"},62.3,46.9,49.7,28.45,0.0695,0.32,14.48]
["June",2,"3PM to 4PM",15,"June 2, 2019 15:00","2019-06-02T15:00:00",{"v":90,"d":"90.0"},64.1,{"v":48,"d":"48.0"},51.8,29.75,{"v":0.069,"d":"0.0690"},0.34,14.59]
["June",2,"6PM to 7PM",18,"June 2, 2019 18:00","2019-06-02T18:00:00",{"v":81,"d":"81.0"},60.6,46.9,49.7,27.23,0.0702,0.32,14.35]
["June",2,"10PM to 11PM",22,"June 2, 2019 22:00","2019-06-02T22:00:00",{"v":73,"d":"73.0"},59.6,51.1,58.2,26.62,0.0712,0.38,14.16]
["June",3,"1AM to 2AM",1,"June 3, 2019 1:00","2019-06-03T01:00:00",71.1,60.4,{"v":54,"d":"54.0"},64.8,27.17,0.0714,0.42,14.13]
["June",3,"5AM to 6AM",5,"June 3, 2019 5:00","2019-06-03T05:00:00",66.9,57.8,{"v":52,"d":"52.0"},60.2,25.44,{"v":0.072,"d":"0.0720"},0.39,14.01]
["June",3,"8AM to 9AM",8,"June 3, 2019 8:00","2019-06-03T08:00:00",{"v":79,"d":"79.0"},61.2,{"v":50,"d":"50.0"},55.9,27.71,0.0704,0.36,14.31]
["June",3,"9AM to 10AM",9,"June 3, 2019 9:00","2019-06-03T09:00:00",82.9,61.7,{"v":48,"d":"48.0"},51.8,28.04,0.0699,0.34,14.41]
["June",3,"1PM to 2PM",13,"June 3, 2019 13:00","2019-06-03T13:00:00",91.9,63.2,44.1,44.5,29.08,0.0688,0.29,14.62]
["June",3,"4PM to 5PM",16,"June 3, 2019 16:00","2019-06-03T16:00:00",{"v":93,"d":"93.0"},58.8,{"v":28,"d":"28.0"},{"v":23,"d":"23.0"},25.95,0.0688,0.15,14.58]
["June",3,"8PM to 9PM",20,"June 3, 2019 20:00","2019-06-03T20:00:00",{"v":86,"d":"86.0"},57.9,{"v":34,"d":"34.0"},29.9,25.34,0.0697,{"v":0.2,"d":"0.20"},14.42]
["June",3,"11PM to 12AM",23,"June 3, 2019 23:00","2019-06-03T23:00:00",{"v":77,"d":"77.0"},56.1,{"v":39,"d":"39.0"},36.6,24.21,0.0708,0.24,{"v":14.2,"d":"14.20"}]
["June",4,"2AM to 3AM",2,"June 4, 2019 2:00","2019-06-04T02:00:00",69.1,54.1,42.1,41.2,23.02,0.0718,0.27,{"v":14,"d":"14.00"}]
["June",4,"6AM to 7AM",6,"June 4, 2019 6:00","2019-06-04T06:00:00",{"v":72,"d":"72.0"},{"v":53,"d":"53.0"},{"v":36,"d":"36.0"},32.4,22.33,0.0715,0.21,14.05]
["June",4,"10AM to 11AM",10,"June 4, 2019 10:00","2019-06-04T10:00:00",{"v":88,"d":"88.0"},58.4,33.1,28.9,25.66,0.0694,0.19,14.46]
["June",4,"1PM to 2PM",13,"June 4, 2019 13:00","2019-06-04T13:00:00",93.9,62.2,{"v":39,"d":"39.0"},36.6,28.31,0.0686,0.24,14.65]
["June",4,"2PM to 3PM",14,"June 4, 2019 14:00","2019-06-04T14:00:00",{"v":95,"d":"95.0"},62.5,{"v":39,"d":"39.0"},36.6,28.57,0.0685,0.24,14.68]
["June",4,"5PM to 6PM",17,{"$f":"A3721&\" \"&B3721&\", \"&$D$5&\" \"&D3721&\":00\"","v":"June 4, 2019 17:00"},{"$f":"DATEVALUE(E3721)+TIMEVALUE(E3721)","v":"2019-06-04T17:00:00"},96.1,61.8,35.1,31.3,27.99,0.0684,{"v":0.2,"d":"0.20"},14.69]
["June",4,"9PM to 10PM",21,"June 4, 2019 21:00","2019-06-04T21:00:00",82.9,58.3,{"v":39,"d":"39.0"},36.6,25.65,{"v":0.07,"d":"0.0700"},0.24,14.36]
["June",5,"12AM to 1AM",0,"June 5, 2019 0:00","2019-06-05",78.1,59.5,46.9,49.7,26.53,0.0706,0.32,14.27]
["June",5,"3AM to 4AM",3,"June 5, 2019 3:00","2019-06-05T03:00:00",{"v":73,"d":"73.0"},57.7,46.9,49.7,{"v":25.3,"d":"25.30"},0.0712,0.32,14.14]
["June",5,"7AM to 8AM",7,"June 5, 2019 7:00","2019-06-05T07:00:00",{"v":86,"d":"86.0"},61.5,{"v":45,"d":"45.0"},46.1,27.88,0.0696,{"v":0.3,"d":"0.30"},14.47]
["June",5,"11AM to 12PM",11,"June 5, 2019 11:00","2019-06-05T11:00:00",{"v":100,"d":"100.0"},63.1,35.1,31.3,28.95,0.0679,{"v":0.2,"d":"0.20"},14.79]
["June",5,"2PM to 3PM",14,"June 5, 2019 14:00","2019-06-05T14:00:00",102.9,65.1,{"v":39,"d":"39.0"},36.6,30.49,0.0675,0.24,14.89]
["June",5,"3PM to 4PM",15,"June 5, 2019 15:00","2019-06-05T15:00:00",{"v":102,"d":"102.0"},64.3,{"v":37,"d":"37.0"},33.8,29.84,0.0677,0.22,14.85]
["June",5,"6PM to 7PM",18,"June 5, 2019 18:00","2019-06-05T18:00:00",{"v":100,"d":"100.0"},64.5,39.9,37.9,{"v":30,"d":"30.00"},0.0679,0.25,14.81]
["June",5,"10PM to 11PM",22,"June 5, 2019 22:00","2019-06-05T22:00:00",89.1,63.3,46.9,49.7,{"v":29.2,"d":"29.20"},0.0692,0.32,14.56]
["June",6,"1AM to 2AM",1,"June 6, 2019 1:00","2019-06-06T01:00:00",80.1,58.3,42.1,41.2,25.68,0.0704,0.27,{"v":14.3,"d":"14.30"}]
["June",6,"4AM to 5AM",4,"June 6, 2019 4:00","2019-06-06T04:00:00",{"v":73,"d":"73.0"},58.2,{"v":48,"d":"48.0"},51.8,25.63,0.0712,0.34,14.14]
["June",6,"8AM to 9AM",8,"June 6, 2019 8:00","2019-06-06T08:00:00",{"v":93,"d":"93.0"},61.5,37.9,35.1,27.85,0.0688,0.23,14.62]
["June",6,"12PM to 1PM",12,"June 6, 2019 12:00","2019-06-06T12:00:00",107.1,63.7,{"v":28,"d":"28.0"},{"v":23,"d":"23.0"},29.34,0.0671,0.15,14.95]
["June",6,"1PM to 2PM",13,"June 6, 2019 13:00","2019-06-06T13:00:00",105.1,62.8,{"v":27,"d":"27.0"},21.9,28.68,0.0674,0.14,14.89]
["June",6,"4PM to 5PM",16,"June 6, 2019 16:00","2019-06-06T16:00:00",105.1,63.3,28.9,{"v":24,"d":"24.0"},29.02,0.0673,0.16,{"v":14.9,"d":"14.90"}]
["June",6,"7PM to 8PM",19,"June 6, 2019 19:00","2019-06-06T19:00:00",{"v":95,"d":"95.0"},{"v":62,"d":"62.0"},{"v":37,"d":"37.0"},33.8,28.14,0.0685,0.22,14.67]
["June",6,"11PM to 12AM",23,"June 6, 2019 23:00","2019-06-06T23:00:00",{"v":84,"d":"84.0"},59.8,42.1,41.2,26.64,0.0699,0.27,{"v":14.4,"d":"14.40"}]
["June",7,"2AM to 3AM",2,"June 7, 2019 2:00","2019-06-07T02:00:00",80.1,57.5,39.9,37.9,25.16,0.0704,0.25,14.28]
["June",7,"5AM to 6AM",5,"June 7, 2019 5:00","2019-06-07T05:00:00",{"v":77,"d":"77.0"},56.1,{"v":39,"d":"39.0"},36.6,24.21,0.0708,0.24,{"v":14.2,"d":"14.20"}]
["June",7,"9AM to 10AM",9,{"$f":"A3785&\" \"&B3785&\", \"&$D$5&\" \"&D3785&\":00\"","v":"June 7, 2019 9:00"},{"$f":"DATEVALUE(E3785)+TIMEVALUE(E3785)","v":"2019-06-07T09:00:00"},{"v":100,"d":"100.0"},62.8,{"v":34,"d":"34.0"},29.9,28.74,0.0679,{"v":0.2,"d":"0.20"},14.79]
["June",7,"1PM to 2PM",13,"June 7, 2019 13:00","2019-06-07T13:00:00",{"v":108,"d":"108.0"},63.2,24.1,19.1,28.94,{"v":0.067,"d":"0.0670"},0.12,14.96]
["June",7,"2PM to 3PM",14,"June 7, 2019 14:00","2019-06-07T14:00:00",109.9,65.1,{"v":30,"d":"30.0"},25.2,30.39,0.0668,0.16,15.03]
["June",7,"5PM to 6PM",17,"June 7, 2019 17:00","2019-06-07T17:00:00",{"v":109,"d":"109.0"},65.8,{"v":34,"d":"34.0"},29.9,30.92,0.0668,{"v":0.2,"d":"0.20"},15.02]
["June",7,"8PM to 9PM",20,"June 7, 2019 20:00","2019-06-07T20:00:00",{"v":99,"d":"99.0"},63.9,{"v":39,"d":"39.0"},36.6,29.53,{"v":0.068,"d":"0.0680"},0.24,14.78]
["June",8,"12AM to 1AM",0,"June 8, 2019 0:00","2019-06-08",84.9,{"v":59,"d":"59.0"},{"v":39,"d":"39.0"},36.6,26.13,0.0698,0.24,14.41]
["June",8,"3AM to 4AM",3,"June 8, 2019 3:00","2019-06-08T03:00:00",78.1,56.5,{"v":39,"d":"39.0"},36.6,24.47,0.0707,0.24,14.23]
["June",8,"6AM to 7AM",6,"June 8, 2019 6:00","2019-06-08T06:00:00",{"v":82,"d":"82.0"},{"v":58,"d":"58.0"},{"v":39,"d":"39.0"},36.6,25.43,0.0701,0.24,14.33]
["June",8,"11AM to 12PM",11,"June 8, 2019 11:00","2019-06-08T11:00:00",107.1,64.7,{"v":32,"d":"32.0"},27.6,30.07,0.0671,0.18,14.96]
["June",8,"2PM to 3PM",14,"June 8, 2019 14:00","2019-06-08T14:00:00",{"v":113,"d":"113.0"},66.1,{"v":30,"d":"30.0"},25.2,31.13,0.0664,0.16,15.11]
["June",8,"3PM to 4PM",15,"June 8, 2019 15:00","2019-06-08T15:00:00",114.1,65.7,{"v":27,"d":"27.0"},21.9,30.85,0.0663,0.14,15.13]
["June",8,"6PM to 7PM",18,"June 8, 2019 18:00","2019-06-08T18:00:00",{"v":109,"d":"109.0"},66.8,37.9,35.1,31.73,0.0668,0.23,15.04]
["June",8,"9PM to 10PM",21,"June 8, 2019 21:00","2019-06-08T21:00:00",{"v":90,"d":"90.0"},62.1,{"v":43,"d":"43.0"},42.7,28.31,0.0691,0.28,14.56]
["June",9,"1AM to 2AM",1,"June 9, 2019 1:00","2019-06-09T01:00:00",{"v":84,"d":"84.0"},60.5,44.1,44.5,27.16,0.0698,0.29,14.41]
["June",9,"4AM to 5AM",4,"June 9, 2019 4:00","2019-06-09T04:00:00",{"v":77,"d":"77.0"},58.3,{"v":45,"d":"45.0"},46.1,{"v":25.7,"d":"25.70"},0.0707,{"v":0.3,"d":"0.30"},14.23]
["June",9,"7AM to 8AM",7,"June 9, 2019 7:00","2019-06-09T07:00:00",89.1,59.9,{"v":37,"d":"37.0"},33.8,{"v":26.7,"d":"26.70"},0.0693,0.22,14.51]
["June",9,"12PM to 1PM",12,"June 9, 2019 12:00","2019-06-09T12:00:00",107.1,65.6,{"v":36,"d":"36.0"},32.4,30.83,0.0671,0.21,14.98]
["June",9,"3PM to 4PM",15,"June 9, 2019 15:00","2019-06-09T15:00:00",{"v":111,"d":"111.0"},67.1,{"v":37,"d":"37.0"},33.8,32.01,0.0666,0.22,15.09]
["June",9,"4PM to 5PM",16,"June 9, 2019 16:00","2019-06-09T16:00:00",{"v":108,"d":"108.0"},65.7,35.1,31.3,30.87,{"v":0.067,"d":"0.0670"},{"v":0.2,"d":"0.20"},{"v":15,"d":"15.00"}]
["June",9,"7PM to 8PM",19,"June 9, 2019 19:00","2019-06-09T19:00:00",100.9,63.6,{"v":36,"d":"36.0"},32.4,29.35,0.0678,0.21,14.82]
["June",9,"10PM to 11PM",22,"June 9, 2019 22:00","2019-06-09T22:00:00",{"v":95,"d":"95.0"},62.8,39.9,37.9,28.78,0.0685,0.25,14.68]
["June",10,"2AM to 3AM",{"$f":"IF(D3849+1>23,0,D3849+1)","v":2},"June 10, 2019 2:00","2019-06-10T02:00:00",87.1,60.1,39.9,37.9,26.86,0.0695,0.25,14.47]
["June",10,"4AM to 5AM",4,"June 10, 2019 4:00","2019-06-10T04:00:00",78.1,57.6,42.1,41.2,{"v":25.2,"d":"25.20"},0.0706,0.27,14.24]
["June",10,"10AM to 11AM",10,"June 10, 2019 10:00","2019-06-10T10:00:00",96.1,64.6,44.1,44.5,30.08,0.0683,0.29,14.73]
["June",10,"1PM to 2PM",13,"June 10, 2019 13:00","2019-06-10T13:00:00",102.9,65.1,{"v":39,"d":"39.0"},36.6,30.49,0.0675,0.24,14.89]
["June",10,"4PM to 5PM",16,"June 10, 2019 16:00","2019-06-10T16:00:00",102.9,62.1,{"v":27,"d":"27.0"},21.9,28.16,0.0676,0.14,14.84]
["June",10,"5PM to 6PM",17,"June 10, 2019 17:00","2019-06-10T17:00:00",105.1,63.5,{"v":30,"d":"30.0"},25.2,29.21,0.0673,0.16,{"v":14.9,"d":"14.90"}]
["June",10,"8PM to 9PM",20,"June 10, 2019 20:00","2019-06-10T20:00:00",{"v":97,"d":"97.0"},62.6,{"v":37,"d":"37.0"},33.8,28.61,0.0683,0.22,14.72]
["June",11,"12AM to 1AM",0,"June 11, 2019 0:00","2019-06-11",{"v":90,"d":"90.0"},63.3,{"v":46,"d":"46.0"},48.1,29.15,0.0691,0.31,14.58]
["June",11,"3AM to 4AM",3,"June 11, 2019 3:00","2019-06-11T03:00:00",84.9,63.2,{"v":50,"d":"50.0"},55.9,29.15,0.0696,0.36,14.47]
["June",11,"5AM to 6AM",5,"June 11, 2019 5:00","2019-06-11T05:00:00",{"v":75,"d":"75.0"},{"v":58,"d":"58.0"},{"v":46,"d":"46.0"},48.1,25.52,{"v":0.071,"d":"0.0710"},0.31,14.18]
["June",11,"11AM to 12PM",11,"June 11, 2019 11:00","2019-06-11T11:00:00",98.1,65.2,44.1,44.5,30.57,0.0681,0.29,14.78]
["June",11,"2PM to 3PM",14,"June 11, 2019 14:00","2019-06-11T14:00:00",{"v":100,"d":"100.0"},66.1,{"v":45,"d":"45.0"},46.1,31.29,0.0678,{"v":0.3,"d":"0.30"},14.84]
["June",11,"5PM to 6PM",17,"June 11, 2019 17:00","2019-06-11T17:00:00",100.9,64.8,39.9,37.9,30.22,0.0678,0.25,14.84]
["June",11,"6PM to 7PM",18,"June 11, 2019 18:00","2019-06-11T18:00:00",{"v":99,"d":"99.0"},64.1,39.9,37.9,29.74,{"v":0.068,"d":"0.0680"},0.25,14.78]
["June",11,"9PM to 10PM",21,"June 11, 2019 21:00","2019-06-11T21:00:00",91.9,62.5,42.1,41.2,28.56,0.0688,0.27,14.61]
["June",12,"1AM to 2AM",1,"June 12, 2019 1:00","2019-06-12T01:00:00",{"v":84,"d":"84.0"},59.4,{"v":41,"d":"41.0"},39.5,26.37,0.0699,0.26,14.39]
["June",12,"6AM to 7AM",6,"June 12, 2019 6:00","2019-06-12T06:00:00",{"v":79,"d":"79.0"},59.9,46.9,49.7,26.75,0.0705,0.32,14.29]
["June",12,"8AM to 9AM",8,"June 12, 2019 8:00","2019-06-12T08:00:00",{"v":84,"d":"84.0"},61.6,46.9,49.7,27.97,0.0698,0.32,14.43]
["June",12,"12PM to 1PM",12,"June 12, 2019 12:00","2019-06-12T12:00:00",84.9,64.6,53.1,62.6,30.22,0.0696,0.41,14.49]
["June",12,"3PM to 4PM",15,"June 12, 2019 15:00","2019-06-12T15:00:00",84.9,64.6,53.1,62.6,30.22,0.0696,0.41,14.49]
["June",12,"6PM to 7PM",{"$f":"IF(D3913+1>23,0,D3913+1)","v":18},"June 12, 2019 18:00","2019-06-12T18:00:00",80.1,{"v":64,"d":"64.0"},{"v":55,"d":"55.0"},67.4,29.78,0.0702,0.44,14.38]
["June",12,"7PM to 8PM",19,"June 12, 2019 19:00","2019-06-12T19:00:00",{"v":81,"d":"81.0"},63.3,53.1,62.6,29.25,0.0701,0.41,14.39]
["June",12,"10PM to 11PM",22,"June 12, 2019 22:00","2019-06-12T22:00:00",78.1,63.4,{"v":55,"d":"55.0"},67.4,{"v":29.3,"d":"29.30"},0.0705,0.44,14.33]
["June",13,"2AM to 3AM",2,"June 13, 2019 2:00","2019-06-13T02:00:00",73.9,62.4,55.9,69.7,28.64,{"v":0.071,"d":"0.0710"},0.45,14.22]
["June",13,"7AM to 8AM",7,"June 13, 2019 7:00","2019-06-13T07:00:00",78.1,63.8,55.9,69.7,29.65,0.0705,0.45,14.34]
["June",13,"9AM to 10AM",9,"June 13, 2019 9:00","2019-06-13T09:00:00",{"v":88,"d":"88.0"},{"v":66,"d":"66.0"},{"v":54,"d":"54.0"},64.8,{"v":31.3,"d":"31.30"},0.0692,0.42,14.58]
["June",13,"1PM to 2PM",13,"June 13, 2019 13:00","2019-06-13T13:00:00",80.1,63.5,{"v":54,"d":"54.0"},64.8,29.37,0.0702,0.42,14.37]
["June",13,"4PM to 5PM",16,"June 13, 2019 16:00","2019-06-13T16:00:00",84.9,63.2,{"v":50,"d":"50.0"},55.9,29.15,0.0696,0.36,14.47]
["June",13,"5PM to 6PM",17,"June 13, 2019 17:00","2019-06-13T17:00:00",84.9,62.4,{"v":48,"d":"48.0"},51.8,28.52,0.0697,0.34,14.46]
["June",13,"8PM to 9PM",20,"June 13, 2019 20:00","2019-06-13T20:00:00",{"v":77,"d":"77.0"},{"v":61,"d":"61.0"},51.1,58.2,27.59,0.0707,0.38,14.27]
["June",13,"11PM to 12AM",23,"June 13, 2019 23:00","2019-06-13T23:00:00",{"v":72,"d":"72.0"},59.7,{"v":52,"d":"52.0"},60.2,26.67,0.0713,0.39,14.14]
["June",14,"4AM to 5AM",4,"June 14, 2019 4:00","2019-06-14T04:00:00",{"v":66,"d":"66.0"},58.1,53.1,62.6,25.61,0.0721,0.41,13.99]
["June",14,"7AM to 8AM",7,"June 14, 2019 7:00","2019-06-14T07:00:00",{"v":75,"d":"75.0"},61.8,{"v":54,"d":"54.0"},64.8,28.14,0.0709,0.42,14.24]
["June",14,"10AM to 11AM",10,"June 14, 2019 10:00","2019-06-14T10:00:00",{"v":90,"d":"90.0"},60.5,37.9,35.1,27.11,0.0691,0.23,14.54]
["June",14,"2PM to 3PM",14,"June 14, 2019 14:00","2019-06-14T14:00:00",98.1,61.9,33.1,28.9,28.09,0.0682,0.19,14.73]
["June",14,"5PM to 6PM",17,"June 14, 2019 17:00","2019-06-14T17:00:00",{"v":95,"d":"95.0"},62.5,{"v":39,"d":"39.0"},36.6,28.57,0.0685,0.24,14.68]
["June",14,"6PM to 7PM",18,"June 14, 2019 18:00","2019-06-14T18:00:00",{"v":93,"d":"93.0"},60.2,33.1,28.9,26.87,0.0688,0.19,{"v":14.6,"d":"14.60"}]
["June",14,"9PM to 10PM",21,"June 14, 2019 21:00","2019-06-14T21:00:00",{"v":86,"d":"86.0"},57.3,{"v":32,"d":"32.0"},27.6,24.98,0.0697,0.18,14.41]
["June",15,"12AM to 1AM",0,"June 15, 2019 0:00","2019-06-15",{"v":81,"d":"81.0"},{"v":56,"d":"56.0"},{"v":34,"d":"34.0"},29.9,24.12,0.0703,{"v":0.2,"d":"0.20"},14.28]
["June",15,"5AM to 6AM",5,"June 15, 2019 5:00","2019-06-15T05:00:00",66.9,52.4,39.9,37.9,21.97,0.0721,0.25,13.94]
["June",15,"8AM to 9AM",8,"June 15, 2019 8:00","2019-06-15T08:00:00",{"v":82,"d":"82.0"},59.4,{"v":43,"d":"43.0"},42.7,26.39,0.0701,0.28,14.35]
["June",15,"12PM to 1PM",12,"June 15, 2019 12:00","2019-06-15T12:00:00",89.1,60.8,39.9,37.9,27.34,0.0692,0.25,14.52]
["June",15,"3PM to 4PM",15,"June 15, 2019 15:00","2019-06-15T15:00:00",{"v":93,"d":"93.0"},59.4,{"v":30,"d":"30.0"},25.2,{"v":26.3,"d":"26.30"},0.0688,0.16,14.59]
["June",15,"6PM to 7PM",18,"June 15, 2019 18:00","2019-06-15T18:00:00",{"v":90,"d":"90.0"},58.2,{"v":30,"d":"30.0"},25.2,25.56,0.0692,0.16,{"v":14.5,"d":"14.50"}]
["June",15,"7PM to 8PM",19,"June 15, 2019 19:00","2019-06-15T19:00:00",{"v":86,"d":"86.0"},56.2,{"v":28,"d":"28.0"},{"v":23,"d":"23.0"},24.25,0.0697,0.15,14.39]
["June",15,"10PM to 11PM",22,"June 15, 2019 22:00","2019-06-15T22:00:00",{"v":79,"d":"79.0"},53.5,{"v":28,"d":"28.0"},{"v":23,"d":"23.0"},22.56,0.0706,0.15,14.21]
["June",16,"2AM to 3AM",2,"June 16, 2019 2:00","2019-06-16T02:00:00",66.9,50.9,{"v":36,"d":"36.0"},32.4,21.11,0.0722,0.21,13.92]
["June",16,"6AM to 7AM",6,"June 16, 2019 6:00","2019-06-16T06:00:00",{"v":70,"d":"70.0"},50.6,30.9,26.3,{"v":20.9,"d":"20.90"},0.0718,0.17,13.98]
["June",16,"9AM to 10AM",9,"June 16, 2019 9:00","2019-06-16T09:00:00",{"v":84,"d":"84.0"},55.5,{"v":28,"d":"28.0"},{"v":23,"d":"23.0"},23.78,{"v":0.07,"d":"0.0700"},0.15,14.34]
["June",16,"1PM to 2PM",13,"June 16, 2019 13:00","2019-06-16T13:00:00",93.9,58.9,{"v":27,"d":"27.0"},21.9,25.99,0.0687,0.14,{"v":14.6,"d":"14.60"}]
["June",16,"4PM to 5PM",16,"June 16, 2019 16:00","2019-06-16T16:00:00",{"v":95,"d":"95.0"},57.9,19.9,15.6,25.27,0.0686,{"v":0.1,"d":"0.10"},14.61]
["June",16,"7PM to 8PM",19,"June 16, 2019 19:00","2019-06-16T19:00:00",{"v":90,"d":"90.0"},56.6,{"v":23,"d":"23.0"},18.1,24.45,0.0692,0.12,14.48]
["June",16,"8PM to 9PM",20,"June 16, 2019 20:00","2019-06-16T20:00:00",{"v":86,"d":"86.0"},56.5,28.9,{"v":24,"d":"24.0"},24.41,0.0697,0.16,{"v":14.4,"d":"14.40"}]
["June",16,"11PM to 12AM",23,"June 16, 2019 23:00","2019-06-16T23:00:00",{"v":82,"d":"82.0"},55.8,{"v":32,"d":"32.0"},27.6,24.03,0.0702,0.18,{"v":14.3,"d":"14.30"}]
["June",17,"3AM to 4AM",3,"June 17, 2019 3:00","2019-06-17T03:00:00",66.9,51.3,{"v":37,"d":"37.0"},33.8,21.34,0.0722,0.22,13.92]
["June",17,"7AM to 8AM",7,"June 17, 2019 7:00","2019-06-17T07:00:00",{"v":77,"d":"77.0"},54.8,35.1,31.3,23.37,0.0708,{"v":0.2,"d":"0.20"},14.18]
["June",17,"10AM to 11AM",10,"June 17, 2019 10:00","2019-06-17T10:00:00",{"v":90,"d":"90.0"},59.3,{"v":34,"d":"34.0"},29.9,{"v":26.3,"d":"26.30"},0.0692,{"v":0.2,"d":"0.20"},14.52]
["June",17,"2PM to 3PM",14,"June 17, 2019 14:00","2019-06-17T14:00:00",{"v":97,"d":"97.0"},60.8,{"v":30,"d":"30.0"},25.2,27.26,0.0683,0.16,14.69]
["June",17,"5PM to 6PM",17,"June 17, 2019 17:00","2019-06-17T17:00:00",98.1,60.6,{"v":28,"d":"28.0"},{"v":23,"d":"23.0"},27.17,0.0682,0.15,14.71]
["June",17,"8PM to 9PM",20,"June 17, 2019 20:00","2019-06-17T20:00:00",{"v":91,"d":"91.0"},59.7,{"v":34,"d":"34.0"},29.9,26.56,{"v":0.069,"d":"0.0690"},{"v":0.2,"d":"0.20"},14.55]
["June",17,"9PM to 10PM",21,"June 17, 2019 21:00","2019-06-17T21:00:00",{"v":86,"d":"86.0"},58.8,{"v":37,"d":"37.0"},33.8,25.96,0.0696,0.22,14.43]
["June",18,"12AM to 1AM",0,"June 18, 2019 0:00","2019-06-18",75.9,54.3,35.1,31.3,23.11,{"v":0.071,"d":"0.0710"},{"v":0.2,"d":"0.20"},14.15]
["June",18,"5AM to 6AM",5,"June 18, 2019 5:00","2019-06-18T05:00:00",{"v":68,"d":"68.0"},51.1,35.1,31.3,{"v":21.2,"d":"21.20"},{"v":0.072,"d":"0.0720"},{"v":0.2,"d":"0.20"},13.94]
["June",18,"8AM to 9AM",8,"June 18, 2019 8:00","2019-06-18T08:00:00",87.1,58.3,{"v":34,"d":"34.0"},29.9,25.61,0.0695,{"v":0.2,"d":"0.20"},14.44]
["June",18,"11AM to 12PM",11,"June 18, 2019 11:00","2019-06-18T11:00:00",{"v":95,"d":"95.0"},59.8,28.9,{"v":24,"d":"24.0"},26.58,0.0686,0.16,14.63]
["June",18,"3PM to 4PM",15,"June 18, 2019 15:00","2019-06-18T15:00:00",100.9,63.6,{"v":36,"d":"36.0"},32.4,29.35,0.0678,0.21,14.82]
["June",18,"6PM to 7PM",18,"June 18, 2019 18:00","2019-06-18T18:00:00",{"v":100,"d":"100.0"},63.9,37.9,35.1,29.55,0.0679,0.23,{"v":14.8,"d":"14.80"}]
["June",18,"9PM to 10PM",21,"June 18, 2019 21:00","2019-06-18T21:00:00",{"v":90,"d":"90.0"},59.9,{"v":36,"d":"36.0"},32.4,26.69,0.0691,0.21,14.53]
["June",18,"10PM to 11PM",22,"June 18, 2019 22:00","2019-06-18T22:00:00",87.1,58.3,{"v":34,"d":"34.0"},29.9,25.61,0.0695,{"v":0.2,"d":"0.20"},14.44]
["June",19,"1AM to 2AM",1,"June 19, 2019 1:00","2019-06-19T01:00:00",80.1,55.1,{"v":32,"d":"32.0"},27.6,23.55,0.0704,0.18,14.25]
["June",19,"6AM to 7AM",6,"June 19, 2019 6:00","2019-06-19T06:00:00",80.1,55.1,{"v":32,"d":"32.0"},27.6,23.55,0.0704,0.18,14.25]
["June",19,"9AM to 10AM",9,"June 19, 2019 9:00","2019-06-19T09:00:00",91.9,55.9,15.1,12.3,24.01,{"v":0.069,"d":"0.0690"},0.08,14.51]
["June",19,"12PM to 1PM",12,"June 19, 2019 12:00","2019-06-19T12:00:00",98.1,58.3,{"v":16,"d":"16.0"},12.9,25.58,0.0683,0.08,14.68]
["June",19,"4PM to 5PM",16,"June 19, 2019 16:00","2019-06-19T16:00:00",100.9,58.6,{"v":10,"d":"10.0"},9.6,25.75,0.0679,0.06,14.74]
["June",19,"7PM to 8PM",19,"June 19, 2019 19:00","2019-06-19T19:00:00",{"v":95,"d":"95.0"},58.4,{"v":23,"d":"23.0"},18.1,25.66,0.0686,0.12,14.61]
["June",19,"8PM to 9PM",20,"June 19, 2019 20:00","2019-06-19T20:00:00",{"v":91,"d":"91.0"},58.1,{"v":28,"d":"28.0"},{"v":23,"d":"23.0"},25.47,0.0691,0.15,14.53]
["June",20,"2AM to 3AM",2,"June 20, 2019 2:00","2019-06-20T02:00:00",75.9,52.5,28.9,{"v":24,"d":"24.0"},21.97,{"v":0.071,"d":"0.0710"},0.16,14.13]
["June",20,"3AM to 4AM",3,"June 20, 2019 3:00","2019-06-20T03:00:00",73.9,51.4,{"v":28,"d":"28.0"},{"v":23,"d":"23.0"},21.34,0.0713,0.15,14.07]
["June",20,"7AM to 8AM",7,"June 20, 2019 7:00","2019-06-20T07:00:00",84.9,55.8,{"v":28,"d":"28.0"},{"v":23,"d":"23.0"},23.99,0.0698,0.15,14.36]
["June",20,"10AM to 11AM",10,"June 20, 2019 10:00","2019-06-20T10:00:00",{"v":100,"d":"100.0"},61.3,{"v":28,"d":"28.0"},{"v":23,"d":"23.0"},27.64,{"v":0.068,"d":"0.0680"},0.15,14.76]
["June",20,"1PM to 2PM",13,"June 20, 2019 13:00","2019-06-20T13:00:00",107.1,65.4,35.1,31.3,30.65,0.0671,{"v":0.2,"d":"0.20"},14.98]
["June",20,"5PM to 6PM",17,{"$f":"A4105&\" \"&B4105&\", \"&$D$5&\" \"&D4105&\":00\"","v":"June 20, 2019 17:00"},{"$f":"DATEVALUE(E4105)+TIMEVALUE(E4105)","v":"2019-06-20T17:00:00"},{"v":106,"d":"106.0"},65.8,37.9,35.1,30.99,0.0672,0.23,14.96]
["June",20,"8PM to 9PM",20,"June 20, 2019 20:00","2019-06-20T20:00:00",{"v":97,"d":"97.0"},62.6,{"v":37,"d":"37.0"},33.8,28.61,0.0683,0.22,14.72]
["June",20,"9PM to 10PM",21,"June 20, 2019 21:00","2019-06-20T21:00:00",93.9,61.3,{"v":36,"d":"36.0"},32.4,27.65,0.0687,0.21,14.63]
["June",21,"3AM to 4AM",3,"June 21, 2019 3:00","2019-06-21T03:00:00",82.9,57.3,{"v":36,"d":"36.0"},32.4,24.99,{"v":0.07,"d":"0.0700"},0.21,14.34]
["June",21,"4AM to 5AM",4,"June 21, 2019 4:00","2019-06-21T04:00:00",82.9,{"v":57,"d":"57.0"},35.1,31.3,24.81,0.0701,{"v":0.2,"d":"0.20"},14.34]
["June",21,"8AM to 9AM",8,"June 21, 2019 8:00","2019-06-21T08:00:00",{"v":100,"d":"100.0"},{"v":62,"d":"62.0"},30.9,26.3,28.16,0.0679,0.17,14.77]
["June",21,"11AM to 12PM",11,"June 21, 2019 11:00","2019-06-21T11:00:00",{"v":106,"d":"106.0"},{"v":64,"d":"64.0"},30.9,26.3,{"v":29.6,"d":"29.60"},0.0672,0.17,14.93]
["June",21,"2PM to 3PM",14,"June 21, 2019 14:00","2019-06-21T14:00:00",{"v":108,"d":"108.0"},64.5,{"v":30,"d":"30.0"},25.2,29.91,{"v":0.067,"d":"0.0670"},0.16,14.98]
["June",21,"6PM to 7PM",18,"June 21, 2019 18:00","2019-06-21T18:00:00",105.1,63.5,{"v":30,"d":"30.0"},25.2,29.21,0.0673,0.16,{"v":14.9,"d":"14.90"}]
["June",21,"9PM to 10PM",21,"June 21, 2019 21:00","2019-06-21T21:00:00",{"v":90,"d":"90.0"},59.6,35.1,31.3,26.51,0.0692,{"v":0.2,"d":"0.20"},14.52]
["June",22,"12AM to 1AM",0,"June 22, 2019 0:00","2019-06-22",{"v":82,"d":"82.0"},56.1,33.1,28.9,24.22,0.0702,0.19,14.31]
["June",22,"2AM to 3AM",2,"June 22, 2019 2:00","2019-06-22T02:00:00",{"v":77,"d":"77.0"},53.5,30.9,26.3,{"v":22.6,"d":"22.60"},0.0709,0.17,14.17]
["June",22,"5AM to 6AM",5,"June 22, 2019 5:00","2019-06-22T05:00:00",75.9,54.3,35.1,31.3,23.11,{"v":0.071,"d":"0.0710"},{"v":0.2,"d":"0.20"},14.15]
["June",22,"9AM to 10AM",9,"June 22, 2019 9:00","2019-06-22T09:00:00",100.9,64.8,39.9,37.9,30.22,0.0678,0.25,14.84]
["June",22,"12PM to 1PM",12,"June 22, 2019 12:00","2019-06-22T12:00:00",105.1,65.3,{"v":37,"d":"37.0"},33.8,30.58,0.0673,0.22,14.93]
["June",22,"4PM to 5PM",16,"June 22, 2019 16:00","2019-06-22T16:00:00",107.1,64.9,33.1,28.9,30.27,0.0671,0.19,14.97]
["June",22,"7PM to 8PM",19,"June 22, 2019 19:00","2019-06-22T19:00:00",{"v":99,"d":"99.0"},62.2,33.1,28.9,28.31,0.0681,0.19,14.75]
["June",22,"10PM to 11PM",22,"June 22, 2019 22:00","2019-06-22T22:00:00",{"v":91,"d":"91.0"},61.2,{"v":39,"d":"39.0"},36.6,27.61,{"v":0.069,"d":"0.0690"},0.24,14.57]
["June",23,"1AM to 2AM",1,"June 23, 2019 1:00","2019-06-23T01:00:00",84.9,60.1,42.1,41.2,26.86,0.0697,0.27,14.42]
["June",23,"3AM to 4AM",3,"June 23, 2019 3:00","2019-06-23T03:00:00",{"v":84,"d":"84.0"},58.7,{"v":39,"d":"39.0"},36.6,25.91,0.0699,0.24,14.39]
["June",23,"6AM to 7AM",6,"June 23, 2019 6:00","2019-06-23T06:00:00",{"v":86,"d":"86.0"},60.5,42.1,41.2,27.12,0.0696,0.27,14.45]
["June",23,"10AM to 11AM",{"$f":"IF(D4169+1>23,0,D4169+1)","v":10},"June 23, 2019 10:00","2019-06-23T10:00:00",102.9,63.8,{"v":34,"d":"34.0"},29.9,29.44,0.0676,{"v":0.2,"d":"0.20"},14.86]
["June",23,"1PM to 2PM",13,"June 23, 2019 13:00","2019-06-23T13:00:00",{"v":106,"d":"106.0"},{"v":65,"d":"65.0"},35.1,31.3,30.39,0.0672,{"v":0.2,"d":"0.20"},14.95]
["June",23,"5PM to 6PM",17,"June 23, 2019 17:00","2019-06-23T17:00:00",{"v":106,"d":"106.0"},63.5,28.9,{"v":24,"d":"24.0"},29.24,0.0672,0.16,14.92]
["June",23,"8PM to 9PM",20,"June 23, 2019 20:00","2019-06-23T20:00:00",93.9,61.3,{"v":36,"d":"36.0"},32.4,27.65,0.0687,0.21,14.63]
["June",23,"10PM to 11PM",22,"June 23, 2019 22:00","2019-06-23T22:00:00",89.1,59.3,35.1,31.3,26.29,0.0693,{"v":0.2,"d":"0.20"},{"v":14.5,"d":"14.50"}]
["June",24,"1AM to 2AM",1,"June 24, 2019 1:00","2019-06-24T01:00:00",{"v":79,"d":"79.0"},55.5,35.1,31.3,23.85,0.0706,{"v":0.2,"d":"0.20"},14.23]
["June",24,"4AM to 5AM",4,"June 24, 2019 4:00","2019-06-24T04:00:00",{"v":77,"d":"77.0"},54.8,35.1,31.3,23.37,0.0708,{"v":0.2,"d":"0.20"},14.18]
["June",24,"7AM to 8AM",7,"June 24, 2019 7:00","2019-06-24T07:00:00",91.9,60.9,{"v":37,"d":"37.0"},33.8,27.39,0.0689,0.22,14.59]
["June",24,"11AM to 12PM",11,"June 24, 2019 11:00","2019-06-24T11:00:00",105.1,66.7,42.1,41.2,31.75,0.0672,0.27,14.96]
["June",24,"2PM to 3PM",14,"June 24, 2019 14:00","2019-06-24T14:00:00",{"v":108,"d":"108.0"},{"v":67,"d":"67.0"},39.9,37.9,31.92,0.0669,0.25,15.02]
["June",24,"6PM to 7PM",18,"June 24, 2019 18:00","2019-06-24T18:00:00",{"v":106,"d":"106.0"},65.3,{"v":36,"d":"36.0"},32.4,30.57,0.0672,0.21,14.95]
["June",24,"9PM to 10PM",21,"June 24, 2019 21:00","2019-06-24T21:00:00",{"v":97,"d":"97.0"},64.5,{"v":43,"d":"43.0"},42.7,30.02,0.0682,0.28,14.75]
["June",24,"11PM to 12AM",23,"June 24, 2019 23:00","2019-06-24T23:00:00",{"v":88,"d":"88.0"},60.8,{"v":41,"d":"41.0"},39.5,27.33,0.0694,0.26,{"v":14.5,"d":"14.50"}]
["June",25,"2AM to 3AM",2,"June 25, 2019 2:00","2019-06-25T02:00:00",{"v":82,"d":"82.0"},60.1,{"v":45,"d":"45.0"},46.1,26.92,0.0701,{"v":0.3,"d":"0.30"},14.36]
["June",25,"5AM to 6AM",5,"June 25, 2019 5:00","2019-06-25T05:00:00",{"v":79,"d":"79.0"},57.5,{"v":41,"d":"41.0"},39.5,25.15,0.0705,0.26,14.26]
["June",25,"9AM to 10AM",9,"June 25, 2019 9:00","2019-06-25T09:00:00",{"v":97,"d":"97.0"},63.2,{"v":39,"d":"39.0"},36.6,29.05,0.0683,0.24,14.73]
["June",25,"12PM to 1PM",12,"June 25, 2019 12:00","2019-06-25T12:00:00",105.1,66.4,{"v":41,"d":"41.0"},39.5,31.48,0.0673,0.26,14.95]
["June",25,"3PM to 4PM",15,"June 25, 2019 15:00","2019-06-25T15:00:00",111.9,66.7,{"v":34,"d":"34.0"},29.9,31.61,0.0665,{"v":0.2,"d":"0.20"},{"v":15.1,"d":"15.10"}]
["June",25,"7PM to 8PM",19,"June 25, 2019 19:00","2019-06-25T19:00:00",{"v":104,"d":"104.0"},66.1,{"v":41,"d":"41.0"},39.5,31.22,0.0674,0.26,14.92]
["June",25,"8PM to 9PM",20,"June 25, 2019 20:00","2019-06-25T20:00:00",100.9,65.5,42.1,41.2,30.75,0.0677,0.27,14.85]
["June",26,"2AM to 3AM",{"$f":"IF(D4233+1>23,0,D4233+1)","v":2},"June 26, 2019 2:00","2019-06-26T02:00:00",87.1,59.8,{"v":39,"d":"39.0"},36.6,26.65,0.0695,0.24,14.47]
["June",26,"3AM to 4AM",3,"June 26, 2019 3:00","2019-06-26T03:00:00",84.9,59.7,{"v":41,"d":"41.0"},39.5,26.59,0.0697,0.26,14.42]
["June",26,"6AM to 7AM",6,"June 26, 2019 6:00","2019-06-26T06:00:00",82.9,60.5,{"v":45,"d":"45.0"},46.1,27.14,{"v":0.07,"d":"0.0700"},{"v":0.3,"d":"0.30"},14.39]
["June",26,"10AM to 11AM",10,"June 26, 2019 10:00","2019-06-26T10:00:00",100.9,66.4,{"v":45,"d":"45.0"},46.1,31.51,0.0677,{"v":0.3,"d":"0.30"},14.86]
["June",26,"1PM to 2PM",13,"June 26, 2019 13:00","2019-06-26T13:00:00",{"v":108,"d":"108.0"},68.9,{"v":46,"d":"46.0"},48.1,33.53,0.0669,0.31,15.06]
["June",26,"4PM to 5PM",16,"June 26, 2019 16:00","2019-06-26T16:00:00",{"v":111,"d":"111.0"},70.1,46.9,49.7,34.54,0.0665,0.32,15.14]
["June",26,"8PM to 9PM",20,"June 26, 2019 20:00","2019-06-26T20:00:00",{"v":100,"d":"100.0"},66.1,{"v":45,"d":"45.0"},46.1,31.29,0.0678,{"v":0.3,"d":"0.30"},14.84]
["June",26,"9PM to 10PM",21,"June 26, 2019 21:00","2019-06-26T21:00:00",96.1,64.9,{"v":45,"d":"45.0"},46.1,30.33,0.0683,{"v":0.3,"d":"0.30"},14.74]
["June",27,"1AM to 2AM",1,"June 27, 2019 1:00","2019-06-27T01:00:00",84.9,64.6,53.1,62.6,30.22,0.0696,0.41,14.49]
["June",27,"4AM to 5AM",4,"June 27, 2019 4:00","2019-06-27T04:00:00",80.1,60.7,{"v":48,"d":"48.0"},51.8,27.34,0.0703,0.34,14.33]
["June",27,"7AM to 8AM",7,"June 27, 2019 7:00","2019-06-27T07:00:00",91.9,65.5,{"v":50,"d":"50.0"},55.9,30.86,0.0688,0.36,14.66]
["June",27,"11AM to 12PM",11,"June 27, 2019 11:00","2019-06-27T11:00:00",105.1,68.8,{"v":48,"d":"48.0"},51.8,33.42,0.0672,0.34,14.99]
["June",27,"2PM to 3PM",14,"June 27, 2019 14:00","2019-06-27T14:00:00",109.9,69.8,46.9,49.7,34.28,0.0666,0.32,15.12]
["June",27,"5PM to 6PM",17,"June 27, 2019 17:00","2019-06-27T17:00:00",114.1,69.4,42.1,41.2,33.93,0.0662,0.27,{"v":15.2,"d":"15.20"}]
["June",27,"10PM to 11PM",22,"June 27, 2019 22:00","2019-06-27T22:00:00",96.1,65.6,46.9,49.7,30.91,0.0683,0.32,14.75]
["June",28,"1AM to 2AM",1,"June 28, 2019 1:00","2019-06-28T01:00:00",84.9,62.4,{"v":48,"d":"48.0"},51.8,28.52,0.0697,0.34,14.46]
["June",28,"2AM to 3AM",2,"June 28, 2019 2:00","2019-06-28T02:00:00",84.9,62.4,{"v":48,"d":"48.0"},51.8,28.52,0.0697,0.34,14.46]
["June",28,"5AM to 6AM",5,"June 28, 2019 5:00","2019-06-28T05:00:00",{"v":81,"d":"81.0"},{"v":61,"d":"61.0"},{"v":48,"d":"48.0"},51.8,27.56,0.0702,0.34,14.35]
["June",28,"8AM to 9AM",8,"June 28, 2019 8:00","2019-06-28T08:00:00",98.1,{"v":67,"d":"67.0"},48.9,53.6,{"v":32,"d":"32.00"},{"v":0.068,"d":"0.0680"},0.35,14.81]
["June",28,"12PM to 1PM",12,"June 28, 2019 12:00","2019-06-28T12:00:00",{"v":111,"d":"111.0"},70.5,{"v":48,"d":"48.0"},51.8,34.87,0.0665,0.34,15.15]
["June",28,"3PM to 4PM",15,"June 28, 2019 15:00","2019-06-28T15:00:00",{"v":115,"d":"115.0"},{"v":70,"d":"70.0"},{"v":43,"d":"43.0"},42.7,34.38,0.0661,0.28,15.23]
["June",28,"6PM to 7PM",{"$f":"IF(D4297+1>23,0,D4297+1)","v":18},"June 28, 2019 18:00","2019-06-28T18:00:00",109.9,70.2,{"v":48,"d":"48.0"},51.8,34.61,0.0666,0.34,15.12]
["June",28,"11PM to 12AM",23,"June 28, 2019 23:00","2019-06-28T23:00:00",96.1,68.5,{"v":54,"d":"54.0"},64.8,33.28,0.0682,0.42,{"v":14.8,"d":"14.80"}]
["June",29,"2AM to 3AM",2,"June 29, 2019 2:00","2019-06-29T02:00:00",{"v":88,"d":"88.0"},{"v":66,"d":"66.0"},{"v":54,"d":"54.0"},64.8,{"v":31.3,"d":"31.30"},0.0692,0.42,14.58]
["June",29,"3AM to 4AM",3,"June 29, 2019 3:00","2019-06-29T03:00:00",{"v":86,"d":"86.0"},65.4,{"v":54,"d":"54.0"},64.8,30.82,0.0695,0.42,14.53]
["June",29,"6AM to 7AM",6,"June 29, 2019 6:00","2019-06-29T06:00:00",87.1,65.7,{"v":54,"d":"54.0"},64.8,31.08,0.0693,0.42,14.56]
["June",29,"9AM to 10AM",9,"June 29, 2019 9:00","2019-06-29T09:00:00",96.1,{"v":69,"d":"69.0"},{"v":55,"d":"55.0"},67.4,33.69,0.0682,0.44,14.81]
["June",29,"1PM to 2PM",13,"June 29, 2019 13:00","2019-06-29T13:00:00",{"v":106,"d":"106.0"},{"v":71,"d":"71.0"},53.1,62.6,35.36,{"v":0.067,"d":"0.0670"},0.41,15.05]
["June",29,"4PM to 5PM",16,"June 29, 2019 16:00","2019-06-29T16:00:00",{"v":108,"d":"108.0"},71.1,{"v":52,"d":"52.0"},60.2,35.45,0.0668,0.39,{"v":15.1,"d":"15.10"}]
["June",29,"8PM to 9PM",20,"June 29, 2019 20:00","2019-06-29T20:00:00",100.9,70.4,{"v":55,"d":"55.0"},67.4,34.88,0.0676,0.44,14.94]
["June",30,"12AM to 1AM",0,"June 30, 2019 0:00","2019-06-30",{"v":91,"d":"91.0"},68.4,{"v":57,"d":"57.0"},72.5,33.27,0.0688,0.47,14.69]
["June",30,"3AM to 4AM",3,"June 30, 2019 3:00","2019-06-30T03:00:00",87.1,68.2,{"v":59,"d":"59.0"},{"v":78,"d":"78.0"},33.15,0.0692,{"v":0.5,"d":"0.50"},{"v":14.6,"d":"14.60"}]
["June",30,"4AM to 5AM",4,"June 30, 2019 4:00","2019-06-30T04:00:00",84.9,68.2,60.1,81.1,33.11,0.0695,0.52,14.55]
["June",30,"7AM to 8AM",7,"June 30, 2019 7:00","2019-06-30T07:00:00",{"v":90,"d":"90.0"},70.1,{"v":61,"d":"61.0"},83.8,34.77,0.0688,0.54,{"v":14.7,"d":"14.70"}]
["June",30,"10AM to 11AM",10,"June 30, 2019 10:00","2019-06-30T10:00:00",98.1,{"v":72,"d":"72.0"},60.1,81.1,36.33,0.0679,0.52,14.91]
["June",30,"2PM to 3PM",14,"June 30, 2019 14:00","2019-06-30T14:00:00",107.1,70.5,51.1,58.2,34.91,0.0669,0.38,15.07]
["June",30,"5PM to 6PM",17,"June 30, 2019 17:00","2019-06-30T17:00:00",107.1,70.1,{"v":50,"d":"50.0"},55.9,34.54,0.0669,0.36,15.06]
["June",30,"9PM to 10PM",21,"June 30, 2019 21:00","2019-06-30T21:00:00",93.2,66.2,50.7,57.4,31.41,0.0686,0.37,{"v":14.7,"d":"14.70"}]
["July",1,"1AM to 2AM",1,"July 1, 2019 1:00","2019-07-01T01:00:00",89.1,62.8,45.7,47.4,28.83,0.0692,0.31,14.55]
["July",1,"4AM to 5AM",4,"July 1, 2019 4:00","2019-07-01T04:00:00",82.8,61.8,48.4,52.5,28.11,0.0699,0.34,{"v":14.4,"d":"14.40"}]
["July",1,"5AM to 6AM",5,"July 1, 2019 5:00","2019-07-01T05:00:00",80.4,60.9,48.2,52.2,27.48,0.0703,0.34,14.34]
["July",1,"8AM to 9AM",8,"July 1, 2019 8:00","2019-07-01T08:00:00",{"v":90,"d":"90.0"},67.6,55.9,69.7,32.56,0.0689,0.45,14.65]
["July",1,"12PM to 1PM",12,"July 1, 2019 12:00","2019-07-01T12:00:00",100.9,68.3,{"v":50,"d":"50.0"},55.9,33.05,0.0677,0.36,{"v":14.9,"d":"14.90"}]
["July",1,"3PM to 4PM",15,"July 1, 2019 15:00","2019-07-01T15:00:00",105.1,68.8,{"v":48,"d":"48.0"},51.8,33.42,0.0672,0.34,14.99]
["July",1,"6PM to 7PM",18,"July 1, 2019 18:00","2019-07-01T18:00:00",102.9,66.1,42.1,41.2,31.23,0.0675,0.27,{"v":14.9,"d":"14.90"}]
["July",1,"11PM to 12AM",23,"July 1, 2019 23:00","2019-07-01T23:00:00",91.9,67.2,{"v":54,"d":"54.0"},64.8,32.27,0.0687,0.42,14.69]
["July",2,"2AM to 3AM",2,"July 2, 2019 2:00","2019-07-02T02:00:00",84.9,68.7,{"v":61,"d":"61.0"},83.8,33.53,0.0695,0.54,14.56]
["July",2,"5AM to 6AM",5,"July 2, 2019 5:00","2019-07-02T05:00:00",{"v":84,"d":"84.0"},67.9,60.1,81.1,32.89,0.0696,0.52,14.53]
["July",2,"6AM to 7AM",6,"July 2, 2019 6:00","2019-07-02T06:00:00",84.9,68.7,{"v":61,"d":"61.0"},83.8,33.53,0.0695,0.54,14.56]
["July",2,"9AM to 10AM",9,"July 2, 2019 9:00","2019-07-02T09:00:00",{"v":93,"d":"93.0"},{"v":70,"d":"70.0"},{"v":59,"d":"59.0"},{"v":78,"d":"78.0"},34.61,0.0685,{"v":0.5,"d":"0.50"},14.76]
["July",2,"1PM to 2PM",13,"July 2, 2019 13:00","2019-07-02T13:00:00",{"v":100,"d":"100.0"},{"v":71,"d":"71.0"},{"v":57,"d":"57.0"},72.5,35.47,0.0677,0.47,14.93]
["July",2,"4PM to 5PM",16,"July 2, 2019 16:00","2019-07-02T16:00:00",100.9,70.8,55.9,69.7,35.24,0.0676,0.45,14.94]
["July",2,"7PM to 8PM",19,"July 2, 2019 19:00","2019-07-02T19:00:00",80.1,69.6,64.9,96.6,34.35,{"v":0.07,"d":"0.0700"},0.62,14.48]
["July",3,"12AM to 1AM",0,"July 3, 2019 0:00","2019-07-03",78.1,72.3,{"v":70,"d":"70.0"},115.4,36.81,0.0702,0.74,14.48]
["July",3,"3AM to 4AM",3,"July 3, 2019 3:00","2019-07-03T03:00:00",75.9,72.4,71.1,119.9,36.97,0.0704,0.77,14.44]
["July",3,"6AM to 7AM",6,"July 3, 2019 6:00","2019-07-03T06:00:00",{"v":75,"d":"75.0"},72.2,71.1,119.9,36.75,0.0706,0.77,14.41]
["July",3,"7AM to 8AM",7,"July 3, 2019 7:00","2019-07-03T07:00:00",{"v":77,"d":"77.0"},72.7,71.1,119.9,37.24,0.0703,0.77,14.47]
["July",3,"10AM to 11AM",10,"July 3, 2019 10:00","2019-07-03T10:00:00",87.1,74.7,{"v":70,"d":"70.0"},115.4,39.03,{"v":0.069,"d":"0.0690"},0.74,14.73]
["July",3,"2PM to 3PM",14,"July 3, 2019 14:00","2019-07-03T14:00:00",{"v":93,"d":"93.0"},{"v":71,"d":"71.0"},{"v":61,"d":"61.0"},83.8,35.52,0.0685,0.54,14.78]
["July",3,"4PM to 5PM",16,"July 3, 2019 16:00","2019-07-03T16:00:00",{"v":82,"d":"82.0"},{"v":72,"d":"72.0"},{"v":68,"d":"68.0"},107.6,36.57,0.0697,0.69,14.56]
["July",3,"9PM to 10PM",21,"July 3, 2019 21:00","2019-07-03T21:00:00",73.9,65.9,62.1,87.1,31.36,0.0709,0.56,14.28]
["July",4,"1AM to 2AM",1,{"$f":"A4425&\" \"&B4425&\", \"&$D$5&\" \"&D4425&\":00\"","v":"July 4, 2019 1:00"},{"$f":"DATEVALUE(E4425)+TIMEVALUE(E4425)","v":"2019-07-04T01:00:00"},71.1,66.3,{"v":64,"d":"64.0"},93.5,31.66,0.0712,{"v":0.6,"d":"0.60"},14.22]
["July",4,"4AM to 5AM",4,"July 4, 2019 4:00","2019-07-04T04:00:00",{"v":68,"d":"68.0"},64.6,{"v":63,"d":"63.0"},{"v":90,"d":"90.0"},30.35,0.0717,0.58,14.13]
["July",4,"5AM to 6AM",5,"July 4, 2019 5:00","2019-07-04T05:00:00",66.9,64.3,{"v":63,"d":"63.0"},{"v":90,"d":"90.0"},30.08,0.0718,0.58,{"v":14.1,"d":"14.10"}]
["July",4,"8AM to 9AM",8,"July 4, 2019 8:00","2019-07-04T08:00:00",{"v":86,"d":"86.0"},{"v":69,"d":"69.0"},{"v":61,"d":"61.0"},83.8,{"v":33.8,"d":"33.80"},0.0693,0.54,14.59]
["July",4,"11AM to 12PM",11,"July 4, 2019 11:00","2019-07-04T11:00:00",{"v":93,"d":"93.0"},{"v":69,"d":"69.0"},{"v":57,"d":"57.0"},72.5,33.75,0.0685,0.47,14.74]
["July",4,"3PM to 4PM",15,"July 4, 2019 15:00","2019-07-04T15:00:00",{"v":100,"d":"100.0"},69.3,53.1,62.6,33.91,0.0677,0.41,{"v":14.9,"d":"14.90"}]
["July",4,"5PM to 6PM",17,"July 4, 2019 17:00","2019-07-04T17:00:00",{"v":100,"d":"100.0"},66.8,46.9,49.7,31.87,0.0678,0.32,14.85]
["July",4,"10PM to 11PM",22,"July 4, 2019 22:00","2019-07-04T22:00:00",{"v":88,"d":"88.0"},61.2,42.1,41.2,{"v":27.6,"d":"27.60"},0.0693,0.27,14.51]
["July",5,"2AM to 3AM",2,"July 5, 2019 2:00","2019-07-05T02:00:00",{"v":79,"d":"79.0"},55.8,{"v":36,"d":"36.0"},32.4,24.03,0.0706,0.21,14.24]
["July",5,"5AM to 6AM",5,"July 5, 2019 5:00","2019-07-05T05:00:00",69.1,56.2,46.9,49.7,24.34,0.0718,0.32,14.03]
["July",5,"6AM to 7AM",6,"July 5, 2019 6:00","2019-07-05T06:00:00",{"v":73,"d":"73.0"},60.1,{"v":52,"d":"52.0"},60.2,26.93,0.0712,0.39,14.17]
["July",5,"9AM to 10AM",9,"July 5, 2019 9:00","2019-07-05T09:00:00",89.1,59.9,{"v":37,"d":"37.0"},33.8,{"v":26.7,"d":"26.70"},0.0693,0.22,14.51]
["July",5,"12PM to 1PM",12,"July 5, 2019 12:00","2019-07-05T12:00:00",{"v":99,"d":"99.0"},{"v":63,"d":"63.0"},{"v":36,"d":"36.0"},32.4,28.87,{"v":0.068,"d":"0.0680"},0.21,14.77]
["July",5,"6PM to 7PM",18,"July 5, 2019 18:00","2019-07-05T18:00:00",{"v":99,"d":"99.0"},64.8,42.1,41.2,30.26,{"v":0.068,"d":"0.0680"},0.27,{"v":14.8,"d":"14.80"}]
["July",5,"8PM to 9PM",20,"July 5, 2019 20:00","2019-07-05T20:00:00",93.9,62.2,{"v":39,"d":"39.0"},36.6,28.31,0.0686,0.24,14.65]
["July",5,"11PM to 12AM",23,"July 5, 2019 23:00","2019-07-05T23:00:00",84.9,57.8,35.1,31.3,25.29,0.0698,{"v":0.2,"d":"0.20"},14.39]
["July",6,"3AM to 4AM",3,"July 6, 2019 3:00","2019-07-06T03:00:00",73.9,53.5,35.1,31.3,22.63,0.0712,{"v":0.2,"d":"0.20"},{"v":14.1,"d":"14.10"}]
["July",6,"6AM to 7AM",6,"July 6, 2019 6:00","2019-07-06T06:00:00",{"v":73,"d":"73.0"},58.2,{"v":48,"d":"48.0"},51.8,25.63,0.0712,0.34,14.14]
["July",6,"7AM to 8AM",7,"July 6, 2019 7:00","2019-07-06T07:00:00",{"v":81,"d":"81.0"},58.3,{"v":41,"d":"41.0"},39.5,25.63,0.0703,0.26,14.31]
["July",6,"10AM to 11AM",10,"July 6, 2019 10:00","2019-07-06T10:00:00",{"v":93,"d":"93.0"},60.4,{"v":34,"d":"34.0"},29.9,27.04,0.0688,{"v":0.2,"d":"0.20"},{"v":14.6,"d":"14.60"}]
["July",6,"1PM to 2PM",13,"July 6, 2019 13:00","2019-07-06T13:00:00",100.9,63.9,{"v":37,"d":"37.0"},33.8,29.57,0.0678,0.22,14.82]
["July",6,"7PM to 8PM",19,"July 6, 2019 19:00","2019-07-06T19:00:00",98.1,63.8,39.9,37.9,29.52,0.0681,0.25,14.76]
["July",6,"9PM to 10PM",21,"July 6, 2019 21:00","2019-07-06T21:00:00",{"v":90,"d":"90.0"},62.1,{"v":43,"d":"43.0"},42.7,28.31,0.0691,0.28,14.56]
["July",7,"1AM to 2AM",1,"July 7, 2019 1:00","2019-07-07T01:00:00",{"v":79,"d":"79.0"},62.1,{"v":52,"d":"52.0"},60.2,28.38,0.0704,0.39,14.33]
["July",7,"4AM to 5AM",4,"July 7, 2019 4:00","2019-07-07T04:00:00",75.9,60.6,51.1,58.2,27.32,0.0708,0.38,14.24]
["July",7,"7AM to 8AM",7,"July 7, 2019 7:00","2019-07-07T07:00:00",84.9,60.1,42.1,41.2,26.86,0.0697,0.27,14.42]
["July",7,"8AM to 9AM",8,"July 7, 2019 8:00","2019-07-07T08:00:00",{"v":88,"d":"88.0"},59.2,{"v":36,"d":"36.0"},32.4,26.21,0.0694,0.21,14.48]
["July",7,"11AM to 12PM",11,"July 7, 2019 11:00","2019-07-07T11:00:00",98.1,65.9,{"v":46,"d":"46.0"},48.1,31.12,0.0681,0.31,{"v":14.8,"d":"14.80"}]
["July",7,"4PM to 5PM",16,"July 7, 2019 16:00","2019-07-07T16:00:00",102.9,68.4,48.9,53.6,33.18,0.0674,0.35,14.94]
["July",7,"7PM to 8PM",19,"July 7, 2019 19:00","2019-07-07T19:00:00",{"v":99,"d":"99.0"},68.1,51.1,58.2,32.94,0.0679,0.38,14.85]
["July",7,"10PM to 11PM",22,"July 7, 2019 22:00","2019-07-07T22:00:00",{"v":88,"d":"88.0"},{"v":67,"d":"67.0"},55.9,69.7,32.07,0.0692,0.45,{"v":14.6,"d":"14.60"}]
["July",8,"2AM to 3AM",2,"July 8, 2019 2:00","2019-07-08T02:00:00",{"v":82,"d":"82.0"},62.7,51.1,58.2,28.81,{"v":0.07,"d":"0.0700"},0.38,{"v":14.4,"d":"14.40"}]
["July",8,"5AM to 6AM",5,"July 8, 2019 5:00","2019-07-08T05:00:00",{"v":79,"d":"79.0"},61.7,51.1,58.2,28.07,0.0704,0.38,14.32]
["July",8,"8AM to 9AM",8,"July 8, 2019 8:00","2019-07-08T08:00:00",{"v":97,"d":"97.0"},68.4,53.1,62.6,33.16,0.0681,0.41,14.82]
["July",8,"9AM to 10AM",9,"July 8, 2019 9:00","2019-07-08T09:00:00",{"v":100,"d":"100.0"},71.5,57.9,{"v":75,"d":"75.0"},35.85,0.0677,0.48,14.94]
["July",8,"1PM to 2PM",13,"July 8, 2019 13:00","2019-07-08T13:00:00",109.9,70.2,{"v":48,"d":"48.0"},51.8,34.61,0.0666,0.34,15.12]
["July",8,"5PM to 6PM",17,"July 8, 2019 17:00","2019-07-08T17:00:00",{"v":109,"d":"109.0"},70.6,{"v":50,"d":"50.0"},55.9,35.03,0.0667,0.36,15.11]
["July",8,"8PM to 9PM",20,"July 8, 2019 20:00","2019-07-08T20:00:00",{"v":99,"d":"99.0"},67.3,48.9,53.6,32.22,0.0679,0.35,14.84]
["July",8,"11PM to 12AM",23,"July 8, 2019 23:00","2019-07-08T23:00:00",91.9,66.8,53.1,62.6,31.93,0.0687,0.41,14.68]
["July",9,"3AM to 4AM",3,"July 9, 2019 3:00","2019-07-09T03:00:00",89.1,66.4,{"v":54,"d":"54.0"},64.8,31.56,0.0691,0.42,14.61]
["July",9,"6AM to 7AM",6,"July 9, 2019 6:00","2019-07-09T06:00:00",{"v":86,"d":"86.0"},67.4,57.9,{"v":75,"d":"75.0"},32.41,0.0694,0.48,14.56]
["July",9,"9AM to 10AM",9,{"$f":"A4553&\" \"&B4553&\", \"&$D$5&\" \"&D4553&\":00\"","v":"July 9, 2019 9:00"},{"$f":"DATEVALUE(E4553)+TIMEVALUE(E4553)","v":"2019-07-09T09:00:00"},{"v":95,"d":"95.0"},70.6,{"v":59,"d":"59.0"},{"v":78,"d":"78.0"},35.09,0.0683,{"v":0.5,"d":"0.50"},14.81]
["July",9,"10AM to 11AM",{"$f":"IF(D4553+1>23,0,D4553+1)","v":10},"July 9, 2019 10:00","2019-07-09T10:00:00",{"v":99,"d":"99.0"},71.7,{"v":59,"d":"59.0"},{"v":78,"d":"78.0"},36.06,0.0678,{"v":0.5,"d":"0.50"},14.92]
["July",9,"2PM to 3PM",14,"July 9, 2019 14:00","2019-07-09T14:00:00",{"v":108,"d":"108.0"},71.9,{"v":54,"d":"54.0"},64.8,36.18,0.0668,0.42,15.11]
["July",9,"6PM to 7PM",18,"July 9, 2019 18:00","2019-07-09T18:00:00",{"v":106,"d":"106.0"},69.4,48.9,53.6,33.93,0.0671,0.35,15.02]
["July",9,"9PM to 10PM",21,"July 9, 2019 21:00","2019-07-09T21:00:00",{"v":93,"d":"93.0"},68.1,{"v":55,"d":"55.0"},67.4,32.95,0.0686,0.44,14.73]
["July",10,"12AM to 1AM",0,"July 10, 2019 0:00","2019-07-10",89.1,66.9,{"v":55,"d":"55.0"},67.4,31.98,0.0691,0.44,14.62]
["July",10,"4AM to 5AM",4,"July 10, 2019 4:00","2019-07-10T04:00:00",{"v":82,"d":"82.0"},66.7,{"v":59,"d":"59.0"},{"v":78,"d":"78.0"},31.92,0.0699,{"v":0.5,"d":"0.50"},14.47]
["July",10,"7AM to 8AM",7,"July 10, 2019 7:00","2019-07-10T07:00:00",{"v":93,"d":"93.0"},71.6,62.1,87.1,36.05,0.0684,0.56,14.79]
["July",10,"10AM to 11AM",10,"July 10, 2019 10:00","2019-07-10T10:00:00",100.9,72.7,60.1,81.1,37.04,0.0675,0.52,14.98]
["July",10,"11AM to 12PM",11,"July 10, 2019 11:00","2019-07-10T11:00:00",{"v":102,"d":"102.0"},{"v":72,"d":"72.0"},57.9,{"v":75,"d":"75.0"},36.34,0.0674,0.48,14.99]
["July",10,"3PM to 4PM",15,"July 10, 2019 15:00","2019-07-10T15:00:00",{"v":109,"d":"109.0"},72.6,{"v":55,"d":"55.0"},67.4,36.86,0.0666,0.44,15.15]
["July",10,"7PM to 8PM",19,"July 10, 2019 19:00","2019-07-10T19:00:00",105.1,69.5,{"v":50,"d":"50.0"},55.9,34.06,0.0672,0.36,15.01]
["July",10,"10PM to 11PM",22,"July 10, 2019 22:00","2019-07-10T22:00:00",91.9,69.1,57.9,{"v":75,"d":"75.0"},33.87,0.0687,0.48,14.72]
["July",11,"1AM to 2AM",1,"July 11, 2019 1:00","2019-07-11T01:00:00",{"v":86,"d":"86.0"},67.9,{"v":59,"d":"59.0"},{"v":78,"d":"78.0"},32.89,0.0694,{"v":0.5,"d":"0.50"},14.57]
["July",11,"5AM to 6AM",5,"July 11, 2019 5:00","2019-07-11T05:00:00",{"v":81,"d":"81.0"},63.8,{"v":54,"d":"54.0"},64.8,29.59,0.0701,0.42,{"v":14.4,"d":"14.40"}]
["July",11,"8AM to 9AM",8,"July 11, 2019 8:00","2019-07-11T08:00:00",96.1,70.3,57.9,{"v":75,"d":"75.0"},34.88,0.0681,0.48,14.83]
["July",11,"9AM to 10AM",9,"July 11, 2019 9:00","2019-07-11T09:00:00",98.1,70.5,{"v":57,"d":"57.0"},72.5,34.98,0.0679,0.47,14.88]
["July",11,"12PM to 1PM",12,"July 11, 2019 12:00","2019-07-11T12:00:00",107.1,72.5,55.9,69.7,36.74,0.0669,0.45,15.11]
["July",11,"4PM to 5PM",16,"July 11, 2019 16:00","2019-07-11T16:00:00",111.9,73.8,55.9,69.7,37.92,0.0663,0.45,15.24]
["July",11,"8PM to 9PM",20,"July 11, 2019 20:00","2019-07-11T20:00:00",{"v":102,"d":"102.0"},70.7,{"v":55,"d":"55.0"},67.4,35.14,0.0675,0.44,14.97]
["July",11,"11PM to 12AM",23,"July 11, 2019 23:00","2019-07-11T23:00:00",96.1,69.9,{"v":57,"d":"57.0"},72.5,{"v":34.5,"d":"34.50"},0.0682,0.47,14.82]
["July",12,"2AM to 3AM",{"$f":"IF(D4617+1>23,0,D4617+1)","v":2},"July 12, 2019 2:00","2019-07-12T02:00:00",{"v":88,"d":"88.0"},{"v":68,"d":"68.0"},57.9,{"v":75,"d":"75.0"},{"v":32.9,"d":"32.90"},0.0691,0.48,14.62]
["July",12,"6AM to 7AM",6,"July 12, 2019 6:00","2019-07-12T06:00:00",{"v":86,"d":"86.0"},67.9,{"v":59,"d":"59.0"},{"v":78,"d":"78.0"},32.89,0.0694,{"v":0.5,"d":"0.50"},14.57]
["July",12,"9AM to 10AM",9,"July 12, 2019 9:00","2019-07-12T09:00:00",96.1,70.3,57.9,{"v":75,"d":"75.0"},34.88,0.0681,0.48,14.83]
["July",12,"1PM to 2PM",13,"July 12, 2019 13:00","2019-07-12T13:00:00",{"v":102,"d":"102.0"},{"v":72,"d":"72.0"},57.9,{"v":75,"d":"75.0"},36.34,0.0674,0.48,14.99]
["July",12,"2PM to 3PM",14,"July 12, 2019 14:00","2019-07-12T14:00:00",{"v":102,"d":"102.0"},72.5,{"v":59,"d":"59.0"},{"v":78,"d":"78.0"},36.81,0.0674,{"v":0.5,"d":"0.50"},{"v":15,"d":"15.00"}]
["July",12,"5PM to 6PM",17,"July 12, 2019 17:00","2019-07-12T17:00:00",105.1,73.3,{"v":59,"d":"59.0"},{"v":78,"d":"78.0"},37.56,{"v":0.067,"d":"0.0670"},{"v":0.5,"d":"0.50"},15.08]
["July",12,"9PM to 10PM",21,"July 12, 2019 21:00","2019-07-12T21:00:00",{"v":99,"d":"99.0"},70.2,55.9,69.7,34.76,0.0678,0.45,14.89]
["July",13,"12AM to 1AM",0,"July 13, 2019 0:00","2019-07-13",91.9,66.4,{"v":52,"d":"52.0"},60.2,31.54,0.0687,0.39,14.67]
["July",13,"3AM to 4AM",3,"July 13, 2019 3:00","2019-07-13T03:00:00",84.9,64.1,{"v":52,"d":"52.0"},60.2,29.83,0.0696,0.39,14.49]
["July",13,"7AM to 8AM",7,"July 13, 2019 7:00","2019-07-13T07:00:00",{"v":88,"d":"88.0"},66.5,{"v":55,"d":"55.0"},67.4,31.72,0.0692,0.44,14.59]
["July",13,"10AM to 11AM",10,"July 13, 2019 10:00","2019-07-13T10:00:00",{"v":97,"d":"97.0"},69.2,{"v":55,"d":"55.0"},67.4,33.91,0.0681,0.44,14.83]
["July",13,"2PM to 3PM",14,"July 13, 2019 14:00","2019-07-13T14:00:00",{"v":104,"d":"104.0"},71.3,{"v":55,"d":"55.0"},67.4,35.63,0.0672,0.44,15.02]
["July",13,"3PM to 4PM",15,"July 13, 2019 15:00","2019-07-13T15:00:00",105.1,70.7,53.1,62.6,35.14,0.0671,0.41,15.03]
["July",13,"6PM to 7PM",18,"July 13, 2019 18:00","2019-07-13T18:00:00",{"v":104,"d":"104.0"},71.3,{"v":55,"d":"55.0"},67.4,35.63,0.0672,0.44,15.02]
["July",13,"10PM to 11PM",22,"July 13, 2019 22:00","2019-07-13T22:00:00",{"v":91,"d":"91.0"},70.5,{"v":61,"d":"61.0"},83.8,35.04,0.0687,0.54,14.73]
["July",14,"1AM to 2AM",1,"July 14, 2019 1:00","2019-07-14T01:00:00",{"v":91,"d":"91.0"},68.9,57.9,{"v":75,"d":"75.0"},33.65,0.0688,0.48,{"v":14.7,"d":"14.70"}]
["July",14,"5AM to 6AM",5,"July 14, 2019 5:00","2019-07-14T05:00:00",{"v":84,"d":"84.0"},65.3,{"v":55,"d":"55.0"},67.4,30.75,0.0697,0.44,14.49]
["July",14,"8AM to 9AM",8,"July 14, 2019 8:00","2019-07-14T08:00:00",{"v":95,"d":"95.0"},{"v":70,"d":"70.0"},57.9,{"v":75,"d":"75.0"},34.62,0.0683,0.48,{"v":14.8,"d":"14.80"}]
["July",14,"11AM to 12PM",11,"July 14, 2019 11:00","2019-07-14T11:00:00",{"v":104,"d":"104.0"},73.1,{"v":59,"d":"59.0"},{"v":78,"d":"78.0"},{"v":37.3,"d":"37.30"},0.0672,{"v":0.5,"d":"0.50"},15.05]
["July",14,"1PM to 2PM",13,"July 14, 2019 13:00","2019-07-14T13:00:00",{"v":108,"d":"108.0"},73.2,{"v":57,"d":"57.0"},72.5,{"v":37.4,"d":"37.40"},0.0667,0.47,15.14]
["July",14,"4PM to 5PM",16,"July 14, 2019 16:00","2019-07-14T16:00:00",109.9,70.9,{"v":50,"d":"50.0"},55.9,35.25,0.0666,0.36,15.14]
["July",14,"7PM to 8PM",19,"July 14, 2019 19:00","2019-07-14T19:00:00",{"v":95,"d":"95.0"},66.9,51.1,58.2,31.97,0.0684,0.38,14.75]
["July",14,"11PM to 12AM",23,"July 14, 2019 23:00","2019-07-14T23:00:00",{"v":91,"d":"91.0"},65.2,{"v":50,"d":"50.0"},55.9,30.64,0.0689,0.36,14.63]
["July",15,"2AM to 3AM",2,"July 15, 2019 2:00","2019-07-15T02:00:00",{"v":82,"d":"82.0"},67.3,60.1,81.1,32.41,0.0699,0.52,14.48]
["July",15,"6AM to 7AM",6,"July 15, 2019 6:00","2019-07-15T06:00:00",84.9,68.2,60.1,81.1,33.11,0.0695,0.52,14.55]
["July",15,"9AM to 10AM",9,"July 15, 2019 9:00","2019-07-15T09:00:00",{"v":95,"d":"95.0"},71.6,{"v":61,"d":"61.0"},83.8,36.01,0.0682,0.54,14.83]
["July",15,"12PM to 1PM",12,"July 15, 2019 12:00","2019-07-15T12:00:00",{"v":102,"d":"102.0"},{"v":72,"d":"72.0"},57.9,{"v":75,"d":"75.0"},36.34,0.0674,0.48,14.99]
["July",15,"2PM to 3PM",14,"July 15, 2019 14:00","2019-07-15T14:00:00",107.1,72.5,55.9,69.7,36.74,0.0669,0.45,15.11]
["July",15,"5PM to 6PM",17,"July 15, 2019 17:00","2019-07-15T17:00:00",107.1,71.6,{"v":54,"d":"54.0"},64.8,35.96,0.0669,0.42,15.09]
["July",15,"9PM to 10PM",21,"July 15, 2019 21:00","2019-07-15T21:00:00",98.1,69.6,{"v":55,"d":"55.0"},67.4,34.18,0.0679,0.44,14.86]
["July",16,"12AM to 1AM",0,"July 16, 2019 0:00","2019-07-16",91.9,69.7,{"v":59,"d":"59.0"},{"v":78,"d":"78.0"},34.34,0.0686,{"v":0.5,"d":"0.50"},14.73]
["July",16,"3AM to 4AM",3,"July 16, 2019 3:00","2019-07-16T03:00:00",84.9,69.3,62.1,87.1,34.06,0.0695,0.56,14.57]
["July",16,"7AM to 8AM",7,"July 16, 2019 7:00","2019-07-16T07:00:00",{"v":90,"d":"90.0"},71.8,{"v":64,"d":"64.0"},93.5,{"v":36.3,"d":"36.30"},0.0688,{"v":0.6,"d":"0.60"},14.73]
["July",16,"9AM to 10AM",9,"July 16, 2019 9:00","2019-07-16T09:00:00",96.1,72.4,62.1,87.1,{"v":36.8,"d":"36.80"},0.0681,0.56,14.87]
["July",16,"2PM to 3PM",14,"July 16, 2019 14:00","2019-07-16T14:00:00",{"v":106,"d":"106.0"},74.5,{"v":61,"d":"61.0"},83.8,{"v":38.7,"d":"38.70"},0.0669,0.54,15.13]
["July",16,"3PM to 4PM",15,"July 16, 2019 15:00","2019-07-16T15:00:00",{"v":106,"d":"106.0"},74.5,{"v":61,"d":"61.0"},83.8,{"v":38.7,"d":"38.70"},0.0669,0.54,15.13]
["July",16,"6PM to 7PM",18,"July 16, 2019 18:00","2019-07-16T18:00:00",105.1,72.4,{"v":57,"d":"57.0"},72.5,{"v":36.7,"d":"36.70"},0.0671,0.47,15.06]
["July",16,"10PM to 11PM",22,"July 16, 2019 22:00","2019-07-16T22:00:00",{"v":90,"d":"90.0"},67.6,55.9,69.7,32.56,0.0689,0.45,14.65]
["July",17,"1AM to 2AM",1,"July 17, 2019 1:00","2019-07-17T01:00:00",84.9,69.8,{"v":63,"d":"63.0"},{"v":90,"d":"90.0"},34.51,0.0695,0.58,14.58]
["July",17,"4AM to 5AM",4,"July 17, 2019 4:00","2019-07-17T04:00:00",{"v":86,"d":"86.0"},70.1,{"v":63,"d":"63.0"},{"v":90,"d":"90.0"},34.77,0.0693,0.58,14.61]
["July",17,"8AM to 9AM",8,"July 17, 2019 8:00","2019-07-17T08:00:00",91.9,70.2,60.1,81.1,34.83,0.0686,0.52,14.74]
["July",17,"10AM to 11AM",{"$f":"IF(D4745+1>23,0,D4745+1)","v":10},"July 17, 2019 10:00","2019-07-17T10:00:00",{"v":97,"d":"97.0"},72.7,62.1,87.1,37.02,{"v":0.068,"d":"0.0680"},0.56,{"v":14.9,"d":"14.90"}]
["July",17,"3PM to 4PM",15,"July 17, 2019 15:00","2019-07-17T15:00:00",{"v":104,"d":"104.0"},73.6,60.1,81.1,37.79,0.0671,0.52,15.06]
["July",17,"4PM to 5PM",16,"July 17, 2019 16:00","2019-07-17T16:00:00",102.9,72.3,57.9,{"v":75,"d":"75.0"},36.56,0.0673,0.48,15.02]
["July",17,"7PM to 8PM",19,"July 17, 2019 19:00","2019-07-17T19:00:00",{"v":100,"d":"100.0"},{"v":72,"d":"72.0"},{"v":59,"d":"59.0"},{"v":78,"d":"78.0"},36.33,0.0676,{"v":0.5,"d":"0.50"},14.95]
["July",17,"11PM to 12AM",23,"July 17, 2019 23:00","2019-07-17T23:00:00",93.9,70.8,60.1,81.1,35.32,0.0684,0.52,{"v":14.8,"d":"14.80"}]
["July",18,"2AM to 3AM",2,"July 18, 2019 2:00","2019-07-18T02:00:00",{"v":88,"d":"88.0"},70.7,{"v":63,"d":"63.0"},{"v":90,"d":"90.0"},35.26,0.0691,0.58,14.67]
["July",18,"5AM to 6AM",5,"July 18, 2019 5:00","2019-07-18T05:00:00",{"v":82,"d":"82.0"},68.4,62.1,87.1,33.35,0.0698,0.56,{"v":14.5,"d":"14.50"}]
["July",18,"7AM to 8AM",7,"July 18, 2019 7:00","2019-07-18T07:00:00",{"v":86,"d":"86.0"},70.1,{"v":63,"d":"63.0"},{"v":90,"d":"90.0"},34.77,0.0693,0.58,14.61]
["July",18,"1PM to 2PM",13,"July 18, 2019 13:00","2019-07-18T13:00:00",{"v":102,"d":"102.0"},{"v":74,"d":"74.0"},62.1,87.1,38.26,0.0674,0.56,15.03]
["July",18,"2PM to 3PM",14,"July 18, 2019 14:00","2019-07-18T14:00:00",105.1,74.8,62.1,87.1,39.01,{"v":0.067,"d":"0.0670"},0.56,15.11]
["July",18,"5PM to 6PM",17,"July 18, 2019 17:00","2019-07-18T17:00:00",{"v":106,"d":"106.0"},72.2,55.9,69.7,36.47,{"v":0.067,"d":"0.0670"},0.45,15.08]
["July",18,"8PM to 9PM",20,"July 18, 2019 20:00","2019-07-18T20:00:00",100.9,70.8,55.9,69.7,35.24,0.0676,0.45,14.94]
["July",19,"12AM to 1AM",0,"July 19, 2019 0:00","2019-07-19",87.1,68.2,{"v":59,"d":"59.0"},{"v":78,"d":"78.0"},33.15,0.0692,{"v":0.5,"d":"0.50"},{"v":14.6,"d":"14.60"}]
["July",19,"3AM to 4AM",3,"July 19, 2019 3:00","2019-07-19T03:00:00",{"v":82,"d":"82.0"},68.4,62.1,87.1,33.35,0.0698,0.56,{"v":14.5,"d":"14.50"}]
["July",19,"6AM to 7AM",6,"July 19, 2019 6:00","2019-07-19T06:00:00",{"v":84,"d":"84.0"},69.5,{"v":63,"d":"63.0"},{"v":90,"d":"90.0"},34.29,0.0696,0.58,14.56]
["July",19,"8AM to 9AM",8,"July 19, 2019 8:00","2019-07-19T08:00:00",{"v":93,"d":"93.0"},71.6,62.1,87.1,36.05,0.0684,0.56,14.79]
["July",19,"2PM to 3PM",14,"July 19, 2019 14:00","2019-07-19T14:00:00",111.9,72.6,53.1,62.6,36.81,0.0663,0.41,15.21]
["July",19,"3PM to 4PM",15,"July 19, 2019 15:00","2019-07-19T15:00:00",111.9,72.6,53.1,62.6,36.81,0.0663,0.41,15.21]
["July",19,"6PM to 7PM",18,"July 19, 2019 18:00","2019-07-19T18:00:00",{"v":109,"d":"109.0"},72.6,{"v":55,"d":"55.0"},67.4,36.86,0.0666,0.44,15.15]
["July",19,"9PM to 10PM",21,"July 19, 2019 21:00","2019-07-19T21:00:00",98.1,67.8,51.1,58.2,32.72,{"v":0.068,"d":"0.0680"},0.38,14.83]
["July",20,"1AM to 2AM",1,{"$f":"A4809&\" \"&B4809&\", \"&$D$5&\" \"&D4809&\":00\"","v":"July 20, 2019 1:00"},{"$f":"DATEVALUE(E4809)+TIMEVALUE(E4809)","v":"2019-07-20T01:00:00"},{"v":84,"d":"84.0"},67.3,{"v":59,"d":"59.0"},{"v":78,"d":"78.0"},{"v":32.4,"d":"32.40"},0.0696,{"v":0.5,"d":"0.50"},14.52]
["July",20,"4AM to 5AM",4,"July 20, 2019 4:00","2019-07-20T04:00:00",{"v":82,"d":"82.0"},68.4,62.1,87.1,33.35,0.0698,0.56,{"v":14.5,"d":"14.50"}]
["July",20,"9AM to 10AM",9,"July 20, 2019 9:00","2019-07-20T09:00:00",{"v":93,"d":"93.0"},70.5,60.1,81.1,{"v":35.1,"d":"35.10"},0.0685,0.52,14.77]
["July",20,"12PM to 1PM",12,"July 20, 2019 12:00","2019-07-20T12:00:00",{"v":102,"d":"102.0"},{"v":73,"d":"73.0"},60.1,81.1,37.31,0.0674,0.52,15.01]
["July",20,"3PM to 4PM",15,"July 20, 2019 15:00","2019-07-20T15:00:00",{"v":106,"d":"106.0"},72.7,{"v":57,"d":"57.0"},72.5,36.92,{"v":0.067,"d":"0.0670"},0.47,15.09]
["July",20,"4PM to 5PM",16,"July 20, 2019 16:00","2019-07-20T16:00:00",{"v":104,"d":"104.0"},72.5,57.9,{"v":75,"d":"75.0"},36.82,0.0672,0.48,15.04]
["July",20,"7PM to 8PM",19,"July 20, 2019 19:00","2019-07-20T19:00:00",{"v":99,"d":"99.0"},71.2,57.9,{"v":75,"d":"75.0"},35.59,0.0678,0.48,14.91]
["July",20,"10PM to 11PM",22,"July 20, 2019 22:00","2019-07-20T22:00:00",{"v":93,"d":"93.0"},69.5,57.9,{"v":75,"d":"75.0"},34.13,0.0685,0.48,14.75]
["July",21,"2AM to 3AM",2,"July 21, 2019 2:00","2019-07-21T02:00:00",{"v":86,"d":"86.0"},68.5,60.1,81.1,33.38,0.0694,0.52,14.58]
["July",21,"5AM to 6AM",5,"July 21, 2019 5:00","2019-07-21T05:00:00",{"v":82,"d":"82.0"},67.8,{"v":61,"d":"61.0"},83.8,32.83,0.0699,0.54,14.49]
["July",21,"10AM to 11AM",10,"July 21, 2019 10:00","2019-07-21T10:00:00",93.9,70.3,{"v":59,"d":"59.0"},{"v":78,"d":"78.0"},34.83,0.0684,{"v":0.5,"d":"0.50"},14.78]
["July",21,"1PM to 2PM",13,"July 21, 2019 13:00","2019-07-21T13:00:00",{"v":100,"d":"100.0"},70.5,55.9,69.7,35.02,0.0677,0.45,14.92]
["July",21,"4PM to 5PM",16,"July 21, 2019 16:00","2019-07-21T16:00:00",102.9,71.3,55.9,69.7,35.72,0.0673,0.45,{"v":15,"d":"15.00"}]
["July",21,"5PM to 6PM",17,"July 21, 2019 17:00","2019-07-21T17:00:00",102.9,70.5,{"v":54,"d":"54.0"},64.8,34.95,0.0674,0.42,14.98]
["July",21,"8PM to 9PM",20,"July 21, 2019 20:00","2019-07-21T20:00:00",{"v":97,"d":"97.0"},69.7,55.9,69.7,34.27,0.0681,0.45,14.84]
["July",21,"11PM to 12AM",23,"July 21, 2019 23:00","2019-07-21T23:00:00",{"v":91,"d":"91.0"},72.1,{"v":64,"d":"64.0"},93.5,36.57,0.0687,{"v":0.6,"d":"0.60"},14.76]
["July",22,"3AM to 4AM",3,"July 22, 2019 3:00","2019-07-22T03:00:00",84.9,{"v":71,"d":"71.0"},64.9,96.6,35.54,0.0694,0.62,14.61]
["July",22,"7AM to 8AM",7,"July 22, 2019 7:00","2019-07-22T07:00:00",{"v":86,"d":"86.0"},71.9,{"v":66,"d":"66.0"},100.4,{"v":36.4,"d":"36.40"},0.0693,0.64,14.65]
["July",22,"11AM to 12PM",11,"July 22, 2019 11:00","2019-07-22T11:00:00",93.9,75.2,{"v":68,"d":"68.0"},107.6,{"v":39.5,"d":"39.50"},0.0682,0.69,14.88]
["July",22,"2PM to 3PM",14,"July 22, 2019 14:00","2019-07-22T14:00:00",{"v":100,"d":"100.0"},76.1,66.9,103.6,40.38,0.0675,0.67,15.03]
["July",22,"5PM to 6PM",17,{"$f":"A4873&\" \"&B4873&\", \"&$D$5&\" \"&D4873&\":00\"","v":"July 22, 2019 17:00"},{"$f":"DATEVALUE(E4873)+TIMEVALUE(E4873)","v":"2019-07-22T17:00:00"},{"v":95,"d":"95.0"},73.2,{"v":64,"d":"64.0"},93.5,37.54,0.0682,{"v":0.6,"d":"0.60"},14.87]
["July",22,"6PM to 7PM",{"$f":"IF(D4873+1>23,0,D4873+1)","v":18},"July 22, 2019 18:00","2019-07-22T18:00:00",{"v":79,"d":"79.0"},69.9,{"v":66,"d":"66.0"},100.4,34.67,0.0702,0.64,14.46]
["July",22,"9PM to 10PM",21,"July 22, 2019 21:00","2019-07-22T21:00:00",80.1,70.8,66.9,103.6,35.45,{"v":0.07,"d":"0.0700"},0.67,{"v":14.5,"d":"14.50"}]
["July",23,"1AM to 2AM",1,"July 23, 2019 1:00","2019-07-23T01:00:00",75.9,69.6,66.9,103.6,34.43,0.0705,0.67,14.39]
["July",23,"4AM to 5AM",4,"July 23, 2019 4:00","2019-07-23T04:00:00",{"v":75,"d":"75.0"},68.8,{"v":66,"d":"66.0"},100.4,{"v":33.7,"d":"33.70"},0.0707,0.64,14.35]
["July",23,"8AM to 9AM",8,"July 23, 2019 8:00","2019-07-23T08:00:00",{"v":84,"d":"84.0"},70.7,64.9,96.6,35.32,0.0695,0.62,14.58]
["July",23,"12PM to 1PM",12,"July 23, 2019 12:00","2019-07-23T12:00:00",96.1,72.4,62.1,87.1,{"v":36.8,"d":"36.80"},0.0681,0.56,14.87]
["July",23,"3PM to 4PM",15,"July 23, 2019 15:00","2019-07-23T15:00:00",98.1,73.5,{"v":63,"d":"63.0"},{"v":90,"d":"90.0"},37.74,0.0678,0.58,14.94]
["July",23,"6PM to 7PM",18,"July 23, 2019 18:00","2019-07-23T18:00:00",96.1,72.4,62.1,87.1,{"v":36.8,"d":"36.80"},0.0681,0.56,14.87]
["July",23,"7PM to 8PM",19,"July 23, 2019 19:00","2019-07-23T19:00:00",{"v":93,"d":"93.0"},71.6,62.1,87.1,36.05,0.0684,0.56,14.79]
["July",23,"10PM to 11PM",22,"July 23, 2019 22:00","2019-07-23T22:00:00",{"v":88,"d":"88.0"},69.6,{"v":61,"d":"61.0"},83.8,34.29,0.0691,0.54,14.65]
["July",24,"2AM to 3AM",2,"July 24, 2019 2:00","2019-07-24T02:00:00",{"v":84,"d":"84.0"},68.4,{"v":61,"d":"61.0"},83.8,33.31,0.0696,0.54,14.54]
["July",24,"5AM to 6AM",5,"July 24, 2019 5:00","2019-07-24T05:00:00",80.1,67.8,62.1,87.1,32.86,0.0701,0.56,14.44]
["July",24,"9AM to 10AM",9,"July 24, 2019 9:00","2019-07-24T09:00:00",{"v":90,"d":"90.0"},73.5,66.9,103.6,37.89,0.0687,0.67,14.76]
["July",24,"1PM to 2PM",13,"July 24, 2019 13:00","2019-07-24T13:00:00",{"v":99,"d":"99.0"},72.7,{"v":61,"d":"61.0"},83.8,36.98,0.0677,0.54,14.94]
["July",24,"4PM to 5PM",16,"July 24, 2019 16:00","2019-07-24T16:00:00",100.9,75.3,64.9,96.6,39.49,0.0674,0.62,15.04]
["July",24,"7PM to 8PM",19,"July 24, 2019 19:00","2019-07-24T19:00:00",91.9,72.4,{"v":64,"d":"64.0"},93.5,36.79,0.0685,{"v":0.6,"d":"0.60"},14.78]
["July",24,"8PM to 9PM",20,"July 24, 2019 20:00","2019-07-24T20:00:00",{"v":90,"d":"90.0"},72.4,64.9,96.6,36.78,0.0688,0.62,14.74]
["July",24,"11PM to 12AM",23,"July 24, 2019 23:00","2019-07-24T23:00:00",87.1,69.9,62.1,87.1,34.59,0.0692,0.56,14.63]
["July",25,"3AM to 4AM",3,"July 25, 2019 3:00","2019-07-25T03:00:00",80.1,67.2,{"v":61,"d":"61.0"},83.8,32.34,0.0701,0.54,14.43]
["July",25,"6AM to 7AM",6,"July 25, 2019 6:00","2019-07-25T06:00:00",{"v":81,"d":"81.0"},69.8,64.9,96.6,34.57,0.0699,0.62,{"v":14.5,"d":"14.50"}]
["July",25,"10AM to 11AM",{"$f":"IF(D4937+1>23,0,D4937+1)","v":10},"July 25, 2019 10:00","2019-07-25T10:00:00",{"v":95,"d":"95.0"},73.2,{"v":64,"d":"64.0"},93.5,37.54,0.0682,{"v":0.6,"d":"0.60"},14.87]
["July",25,"2PM to 3PM",14,"July 25, 2019 14:00","2019-07-25T14:00:00",{"v":104,"d":"104.0"},72.1,{"v":57,"d":"57.0"},72.5,36.44,0.0672,0.47,15.04]
["July",25,"5PM to 6PM",17,"July 25, 2019 17:00","2019-07-25T17:00:00",102.9,70.5,{"v":54,"d":"54.0"},64.8,34.95,0.0674,0.42,14.98]
["July",25,"6PM to 7PM",18,"July 25, 2019 18:00","2019-07-25T18:00:00",100.9,70.8,55.9,69.7,35.24,0.0676,0.45,14.94]
["July",25,"9PM to 10PM",21,"July 25, 2019 21:00","2019-07-25T21:00:00",93.9,67.8,{"v":54,"d":"54.0"},64.8,32.75,0.0685,0.42,14.74]
["July",26,"12AM to 1AM",0,"July 26, 2019 0:00","2019-07-26",{"v":88,"d":"88.0"},70.7,{"v":63,"d":"63.0"},{"v":90,"d":"90.0"},35.26,0.0691,0.58,14.67]
["July",26,"3AM to 4AM",3,"July 26, 2019 3:00","2019-07-26T03:00:00",84.9,69.3,62.1,87.1,34.06,0.0695,0.56,14.57]
["July",26,"8AM to 9AM",8,"July 26, 2019 8:00","2019-07-26T08:00:00",93.9,71.3,{"v":61,"d":"61.0"},83.8,35.74,0.0684,0.54,{"v":14.8,"d":"14.80"}]
["July",26,"11AM to 12PM",11,"July 26, 2019 11:00","2019-07-26T11:00:00",{"v":100,"d":"100.0"},{"v":73,"d":"73.0"},{"v":61,"d":"61.0"},83.8,37.24,0.0676,0.54,14.97]
["July",26,"3PM to 4PM",15,"July 26, 2019 15:00","2019-07-26T15:00:00",{"v":106,"d":"106.0"},73.1,57.9,{"v":75,"d":"75.0"},{"v":37.3,"d":"37.30"},0.0669,0.48,{"v":15.1,"d":"15.10"}]
["July",26,"6PM to 7PM",18,"July 26, 2019 18:00","2019-07-26T18:00:00",100.9,71.3,{"v":57,"d":"57.0"},72.5,35.69,0.0676,0.47,14.95]
["July",26,"7PM to 8PM",19,"July 26, 2019 19:00","2019-07-26T19:00:00",{"v":99,"d":"99.0"},69.8,{"v":55,"d":"55.0"},67.4,{"v":34.4,"d":"34.40"},0.0678,0.44,14.88]
["July",26,"10PM to 11PM",22,"July 26, 2019 22:00","2019-07-26T22:00:00",91.9,70.7,{"v":61,"d":"61.0"},83.8,35.26,0.0686,0.54,14.75]
["July",27,"1AM to 2AM",1,"July 27, 2019 1:00","2019-07-27T01:00:00",87.1,69.9,62.1,87.1,34.59,0.0692,0.56,14.63]
["July",27,"4AM to 5AM",4,"July 27, 2019 4:00","2019-07-27T04:00:00",87.1,69.9,62.1,87.1,34.59,0.0692,0.56,14.63]
["July",27,"9AM to 10AM",9,"July 27, 2019 9:00","2019-07-27T09:00:00",{"v":93,"d":"93.0"},72.1,{"v":63,"d":"63.0"},{"v":90,"d":"90.0"},{"v":36.5,"d":"36.50"},0.0684,0.58,{"v":14.8,"d":"14.80"}]
["July",27,"1PM to 2PM",13,"July 27, 2019 13:00","2019-07-27T13:00:00",{"v":102,"d":"102.0"},74.5,{"v":63,"d":"63.0"},{"v":90,"d":"90.0"},38.71,0.0673,0.58,15.04]
["July",27,"4PM to 5PM",16,"July 27, 2019 16:00","2019-07-27T16:00:00",105.1,71.9,55.9,69.7,36.25,0.0671,0.45,15.05]
["July",27,"7PM to 8PM",19,"July 27, 2019 19:00","2019-07-27T19:00:00",96.1,70.3,57.9,{"v":75,"d":"75.0"},34.88,0.0681,0.48,14.83]
["July",27,"8PM to 9PM",20,"July 27, 2019 20:00","2019-07-27T20:00:00",93.9,69.7,57.9,{"v":75,"d":"75.0"},34.35,0.0684,0.48,14.77]
["July",27,"11PM to 12AM",23,"July 27, 2019 23:00","2019-07-27T23:00:00",{"v":88,"d":"88.0"},68.5,{"v":59,"d":"59.0"},{"v":78,"d":"78.0"},33.37,0.0691,{"v":0.5,"d":"0.50"},14.63]
["July",28,"5AM to 6AM",5,"July 28, 2019 5:00","2019-07-28T05:00:00",{"v":82,"d":"82.0"},70.1,64.9,96.6,34.84,0.0698,0.62,14.53]
["July",28,"7AM to 8AM",7,"July 28, 2019 7:00","2019-07-28T07:00:00",{"v":88,"d":"88.0"},{"v":73,"d":"73.0"},66.9,103.6,{"v":37.4,"d":"37.40"},{"v":0.069,"d":"0.0690"},0.67,14.71]
["July",28,"10AM to 11AM",10,"July 28, 2019 10:00","2019-07-28T10:00:00",96.1,73.5,{"v":64,"d":"64.0"},93.5,37.81,{"v":0.068,"d":"0.0680"},{"v":0.6,"d":"0.60"},14.89]
["July",28,"2PM to 3PM",14,"July 28, 2019 14:00","2019-07-28T14:00:00",105.1,73.3,{"v":59,"d":"59.0"},{"v":78,"d":"78.0"},37.56,{"v":0.067,"d":"0.0670"},{"v":0.5,"d":"0.50"},15.08]
["July",28,"5PM to 6PM",17,"July 28, 2019 17:00","2019-07-28T17:00:00",102.9,72.3,57.9,{"v":75,"d":"75.0"},36.56,0.0673,0.48,15.02]
["July",28,"8PM to 9PM",20,"July 28, 2019 20:00","2019-07-28T20:00:00",78.1,{"v":69,"d":"69.0"},64.9,96.6,33.86,0.0703,0.62,14.42]
["July",28,"9PM to 10PM",21,"July 28, 2019 21:00","2019-07-28T21:00:00",75.9,70.3,{"v":68,"d":"68.0"},107.6,35.06,0.0705,0.69,{"v":14.4,"d":"14.40"}]
["July",29,"12AM to 1AM",0,"July 29, 2019 0:00","2019-07-29",75.9,71.7,{"v":70,"d":"70.0"},115.4,36.27,0.0705,0.74,14.42]
["July",29,"6AM to 7AM",6,"July 29, 2019 6:00","2019-07-29T06:00:00",{"v":75,"d":"75.0"},71.4,{"v":70,"d":"70.0"},115.4,36.05,0.0706,0.74,{"v":14.4,"d":"14.40"}]
["July",29,"8AM to 9AM",8,"July 29, 2019 8:00","2019-07-29T08:00:00",{"v":81,"d":"81.0"},72.5,69.1,111.8,36.96,0.0698,0.72,14.55]
["July",29,"11AM to 12PM",11,"July 29, 2019 11:00","2019-07-29T11:00:00",{"v":90,"d":"90.0"},73.5,66.9,103.6,37.89,0.0687,0.67,14.76]
["July",29,"3PM to 4PM",15,"July 29, 2019 15:00","2019-07-29T15:00:00",{"v":95,"d":"95.0"},73.2,{"v":64,"d":"64.0"},93.5,37.54,0.0682,{"v":0.6,"d":"0.60"},14.87]
["July",29,"6PM to 7PM",18,"July 29, 2019 18:00","2019-07-29T18:00:00",{"v":93,"d":"93.0"},{"v":71,"d":"71.0"},{"v":61,"d":"61.0"},83.8,35.52,0.0685,0.54,14.78]
["July",29,"9PM to 10PM",21,"July 29, 2019 21:00","2019-07-29T21:00:00",{"v":88,"d":"88.0"},69.6,{"v":61,"d":"61.0"},83.8,34.29,0.0691,0.54,14.65]
["July",29,"10PM to 11PM",22,"July 29, 2019 22:00","2019-07-29T22:00:00",84.9,69.8,{"v":63,"d":"63.0"},{"v":90,"d":"90.0"},34.51,0.0695,0.58,14.58]
["July",30,"3AM to 4AM",3,"July 30, 2019 3:00","2019-07-30T03:00:00",80.1,71.5,{"v":68,"d":"68.0"},107.6,36.08,{"v":0.07,"d":"0.0700"},0.69,14.51]
["July",30,"6AM to 7AM",6,"July 30, 2019 6:00","2019-07-30T06:00:00",{"v":82,"d":"82.0"},73.3,{"v":70,"d":"70.0"},115.4,37.79,0.0697,0.74,14.59]
["July",30,"9AM to 10AM",9,"July 30, 2019 9:00","2019-07-30T09:00:00",84.9,74.1,{"v":70,"d":"70.0"},115.4,{"v":38.5,"d":"38.50"},0.0693,0.74,14.67]
["July",30,"12PM to 1PM",12,"July 30, 2019 12:00","2019-07-30T12:00:00",{"v":82,"d":"82.0"},74.1,71.1,119.9,38.48,0.0696,0.77,{"v":14.6,"d":"14.60"}]
["July",30,"4PM to 5PM",16,"July 30, 2019 16:00","2019-07-30T16:00:00",93.9,72.9,{"v":64,"d":"64.0"},93.5,37.28,0.0683,{"v":0.6,"d":"0.60"},14.84]
["July",30,"7PM to 8PM",19,"July 30, 2019 19:00","2019-07-30T19:00:00",{"v":88,"d":"88.0"},71.3,{"v":64,"d":"64.0"},93.5,35.82,{"v":0.069,"d":"0.0690"},{"v":0.6,"d":"0.60"},14.68]
["July",30,"10PM to 11PM",22,"July 30, 2019 22:00","2019-07-30T22:00:00",{"v":86,"d":"86.0"},71.9,{"v":66,"d":"66.0"},100.4,{"v":36.4,"d":"36.40"},0.0693,0.64,14.65]
["July",30,"11PM to 12AM",23,"July 30, 2019 23:00","2019-07-30T23:00:00",{"v":84,"d":"84.0"},71.9,66.9,103.6,36.43,0.0695,0.67,{"v":14.6,"d":"14.60"}]
["July",31,"4AM to 5AM",4,"July 31, 2019 4:00","2019-07-31T04:00:00",78.1,70.2,66.9,103.6,34.96,0.0703,0.67,14.44]
["July",31,"7AM to 8AM",7,"July 31, 2019 7:00","2019-07-31T07:00:00",{"v":81,"d":"81.0"},71.1,66.9,103.6,35.67,0.0699,0.67,14.52]
["July",31,"10AM to 11AM",10,"July 31, 2019 10:00","2019-07-31T10:00:00",89.1,71.6,{"v":64,"d":"64.0"},93.5,36.08,0.0689,{"v":0.6,"d":"0.60"},14.71]
["July",31,"1PM to 2PM",13,"July 31, 2019 13:00","2019-07-31T13:00:00",93.9,72.3,{"v":63,"d":"63.0"},{"v":90,"d":"90.0"},36.72,0.0683,0.58,14.82]
["July",31,"5PM to 6PM",17,"July 31, 2019 17:00","2019-07-31T17:00:00",{"v":97,"d":"97.0"},71.1,{"v":59,"d":"59.0"},{"v":78,"d":"78.0"},35.58,{"v":0.068,"d":"0.0680"},{"v":0.5,"d":"0.50"},14.87]
["July",31,"8PM to 9PM",20,"July 31, 2019 20:00","2019-07-31T20:00:00",91.2,69.5,{"v":59,"d":"59.0"},{"v":78,"d":"78.0"},34.17,0.0687,{"v":0.5,"d":"0.50"},14.71]
["July",31,"9PM to 10PM",21,"July 31, 2019 21:00","2019-07-31T21:00:00",{"v":90,"d":"90.0"},68.6,58.1,75.5,33.46,0.0689,0.49,14.67]
["August",1,"1AM to 2AM",1,"August 1, 2019 1:00","2019-08-01T01:00:00",92.1,{"v":68,"d":"68.0"},55.6,68.8,32.94,0.0687,0.45,14.71]
["August",1,"4AM to 5AM",4,"August 1, 2019 4:00","2019-08-01T04:00:00",92.5,66.1,51.1,58.2,31.36,0.0687,0.38,14.68]
["August",1,"8AM to 9AM",8,"August 1, 2019 8:00","2019-08-01T08:00:00",97.9,67.9,51.4,{"v":59,"d":"59.0"},{"v":32.8,"d":"32.80"},{"v":0.068,"d":"0.0680"},0.38,14.83]
["August",1,"11AM to 12PM",11,"August 1, 2019 11:00","2019-08-01T11:00:00",{"v":108,"d":"108.0"},71.2,52.2,60.6,35.51,0.0668,0.39,{"v":15.1,"d":"15.10"}]
["August",1,"2PM to 3PM",14,"August 1, 2019 14:00","2019-08-01T14:00:00",112.6,70.9,{"v":48,"d":"48.0"},51.8,35.26,0.0663,0.34,15.19]
["August",1,"6PM to 7PM",18,"August 1, 2019 18:00","2019-08-01T18:00:00",109.4,69.9,47.7,51.1,34.36,0.0667,0.33,15.11]
["August",1,"9PM to 10PM",21,"August 1, 2019 21:00","2019-08-01T21:00:00",102.4,67.2,{"v":46,"d":"46.0"},48.1,32.17,0.0675,0.31,14.91]
["August",1,"10PM to 11PM",22,"August 1, 2019 22:00","2019-08-01T22:00:00",{"v":100,"d":"100.0"},65.8,44.1,44.5,31.05,0.0678,0.29,14.84]
["August",2,"2AM to 3AM",2,"August 2, 2019 2:00","2019-08-02T02:00:00",{"v":88,"d":"88.0"},63.8,48.9,53.6,29.55,0.0693,0.35,14.55]
["August",2,"5AM to 6AM",5,"August 2, 2019 5:00","2019-08-02T05:00:00",86.4,64.3,51.4,{"v":59,"d":"59.0"},29.99,0.0694,0.38,14.52]
["August",2,"9AM to 10AM",9,{"$f":"A5129&\" \"&B5129&\", \"&$D$5&\" \"&D5129&\":00\"","v":"August 2, 2019 9:00"},{"$f":"DATEVALUE(E5129)+TIMEVALUE(E5129)","v":"2019-08-02T09:00:00"},95.7,70.9,59.4,{"v":79,"d":"79.0"},35.43,0.0682,0.51,14.84]
["August",2,"12PM to 1PM",12,"August 2, 2019 12:00","2019-08-02T12:00:00",{"v":102,"d":"102.0"},73.4,60.8,83.2,37.64,0.0674,0.54,15.02]
["August",2,"3PM to 4PM",15,"August 2, 2019 15:00","2019-08-02T15:00:00",104.7,72.9,58.3,75.9,37.15,0.0671,0.49,15.07]
["August",2,"7PM to 8PM",19,"August 2, 2019 19:00","2019-08-02T19:00:00",{"v":102,"d":"102.0"},71.1,55.9,69.7,{"v":35.5,"d":"35.50"},0.0675,0.45,14.97]
["August",2,"10PM to 11PM",22,"August 2, 2019 22:00","2019-08-02T22:00:00",96.1,66.4,48.9,53.6,31.52,0.0683,0.35,14.76]
["August",2,"11PM to 12AM",23,"August 2, 2019 23:00","2019-08-02T23:00:00",93.7,66.2,50.4,56.6,31.42,0.0685,0.37,14.71]
["August",3,"3AM to 4AM",3,"August 3, 2019 3:00","2019-08-03T03:00:00",85.6,63.4,49.8,55.5,29.27,0.0696,0.36,14.49]
["August",3,"6AM to 7AM",6,"August 3, 2019 6:00","2019-08-03T06:00:00",85.3,63.5,50.4,56.6,29.36,0.0696,0.37,14.48]
["August",3,"10AM to 11AM",10,"August 3, 2019 10:00","2019-08-03T10:00:00",{"v":95,"d":"95.0"},69.6,{"v":57,"d":"57.0"},72.5,34.23,0.0683,0.47,{"v":14.8,"d":"14.80"}]
["August",3,"1PM to 2PM",13,"August 3, 2019 13:00","2019-08-03T13:00:00",{"v":102,"d":"102.0"},71.1,55.9,69.7,{"v":35.5,"d":"35.50"},0.0675,0.45,14.97]
["August",3,"5PM to 6PM",17,"August 3, 2019 17:00","2019-08-03T17:00:00",103.5,69.1,50.2,56.2,33.73,0.0674,0.37,14.97]
["August",3,"8PM to 9PM",20,"August 3, 2019 20:00","2019-08-03T20:00:00",98.1,68.6,52.9,62.2,33.36,{"v":0.068,"d":"0.0680"},{"v":0.4,"d":"0.40"},14.84]
["August",3,"11PM to 12AM",23,"August 3, 2019 23:00","2019-08-03T23:00:00",92.7,68.3,55.8,69.2,33.14,0.0686,0.45,14.72]
["August",4,"12AM to 1AM",0,"August 4, 2019 0:00","2019-08-04",91.2,{"v":69,"d":"69.0"},58.1,75.5,33.77,0.0687,0.49,{"v":14.7,"d":"14.70"}]
["August",4,"4AM to 5AM",4,"August 4, 2019 4:00","2019-08-04T04:00:00",{"v":88,"d":"88.0"},68.5,{"v":59,"d":"59.0"},{"v":78,"d":"78.0"},33.37,0.0691,{"v":0.5,"d":"0.50"},14.63]
["August",4,"7AM to 8AM",7,"August 4, 2019 7:00","2019-08-04T07:00:00",{"v":90,"d":"90.0"},68.5,57.9,{"v":75,"d":"75.0"},33.38,0.0689,0.48,14.67]
["August",4,"11AM to 12PM",11,"August 4, 2019 11:00","2019-08-04T11:00:00",97.3,73.1,62.6,88.8,37.38,0.0679,0.57,14.91]
["August",4,"2PM to 3PM",14,"August 4, 2019 14:00","2019-08-04T14:00:00",102.7,73.3,60.3,81.6,37.57,0.0673,0.53,15.03]
["August",4,"6PM to 7PM",18,"August 4, 2019 18:00","2019-08-04T18:00:00",{"v":102,"d":"102.0"},72.3,58.5,76.4,36.57,0.0674,0.49,{"v":15,"d":"15.00"}]
["August",4,"9PM to 10PM",21,"August 4, 2019 21:00","2019-08-04T21:00:00",93.6,70.8,60.3,81.6,35.31,0.0684,0.53,14.79]
["August",5,"1AM to 2AM",1,{"$f":"A5193&\" \"&B5193&\", \"&$D$5&\" \"&D5193&\":00\"","v":"August 5, 2019 1:00"},{"$f":"DATEVALUE(E5193)+TIMEVALUE(E5193)","v":"2019-08-05T01:00:00"},{"v":84,"d":"84.0"},69.5,{"v":63,"d":"63.0"},{"v":90,"d":"90.0"},34.29,0.0696,0.58,14.56]
["August",5,"2AM to 3AM",{"$f":"IF(D5193+1>23,0,D5193+1)","v":2},"August 5, 2019 2:00","2019-08-05T02:00:00",83.7,70.2,64.2,94.1,34.85,0.0696,0.61,14.56]
["August",5,"5AM to 6AM",5,"August 5, 2019 5:00","2019-08-05T05:00:00",83.3,71.2,{"v":66,"d":"66.0"},100.4,35.74,0.0696,0.64,14.57]
["August",5,"8AM to 9AM",8,"August 5, 2019 8:00","2019-08-05T08:00:00",{"v":86,"d":"86.0"},71.8,65.8,99.7,{"v":36.3,"d":"36.30"},0.0693,0.64,14.64]
["August",5,"12PM to 1PM",12,"August 5, 2019 12:00","2019-08-05T12:00:00",96.6,73.5,63.7,92.3,37.75,{"v":0.068,"d":"0.0680"},0.59,14.91]
["August",5,"3PM to 4PM",15,"August 5, 2019 15:00","2019-08-05T15:00:00",101.3,73.9,62.2,87.7,38.17,0.0674,0.57,15.01]
["August",5,"7PM to 8PM",19,"August 5, 2019 19:00","2019-08-05T19:00:00",{"v":99,"d":"99.0"},73.2,62.1,87.1,{"v":37.5,"d":"37.50"},0.0677,0.56,14.95]
["August",5,"10PM to 11PM",22,"August 5, 2019 22:00","2019-08-05T22:00:00",{"v":77,"d":"77.0"},70.6,{"v":68,"d":"68.0"},107.6,35.33,0.0704,0.69,14.43]
["August",6,"2AM to 3AM",2,"August 6, 2019 2:00","2019-08-06T02:00:00",{"v":77,"d":"77.0"},71.2,68.9,111.1,35.87,0.0704,0.71,14.44]
["August",6,"3AM to 4AM",3,"August 6, 2019 3:00","2019-08-06T03:00:00",{"v":77,"d":"77.0"},71.2,68.9,111.1,35.87,0.0704,0.71,14.44]
["August",6,"6AM to 7AM",6,"August 6, 2019 6:00","2019-08-06T06:00:00",79.7,71.9,68.7,110.4,36.43,{"v":0.07,"d":"0.0700"},0.71,14.51]
["August",6,"10AM to 11AM",10,"August 6, 2019 10:00","2019-08-06T10:00:00",87.1,73.4,{"v":68,"d":"68.0"},107.6,37.81,0.0691,0.69,{"v":14.7,"d":"14.70"}]
["August",6,"1PM to 2PM",13,"August 6, 2019 13:00","2019-08-06T13:00:00",{"v":95,"d":"95.0"},73.7,64.9,96.6,38.03,0.0682,0.62,14.88]
["August",6,"4PM to 5PM",16,"August 6, 2019 16:00","2019-08-06T16:00:00",{"v":99,"d":"99.0"},73.2,62.1,87.1,{"v":37.5,"d":"37.50"},0.0677,0.56,14.95]
["August",6,"8PM to 9PM",20,"August 6, 2019 20:00","2019-08-06T20:00:00",92.7,72.6,{"v":64,"d":"64.0"},93.5,36.97,0.0685,{"v":0.6,"d":"0.60"},{"v":14.8,"d":"14.80"}]
["August",6,"11PM to 12AM",23,"August 6, 2019 23:00","2019-08-06T23:00:00",88.3,72.7,66.2,{"v":101,"d":"101.0"},37.08,{"v":0.069,"d":"0.0690"},0.65,14.71]
["August",7,"3AM to 4AM",3,"August 7, 2019 3:00","2019-08-07T03:00:00",82.2,71.4,66.9,103.6,35.98,0.0697,0.67,14.56]
["August",7,"4AM to 5AM",4,"August 7, 2019 4:00","2019-08-07T04:00:00",{"v":81,"d":"81.0"},71.1,66.9,103.6,35.67,0.0699,0.67,14.52]
["August",7,"7AM to 8AM",7,"August 7, 2019 7:00","2019-08-07T07:00:00",84.9,72.8,{"v":68,"d":"68.0"},107.6,37.28,0.0693,0.69,14.64]
["August",7,"11AM to 12PM",11,"August 7, 2019 11:00","2019-08-07T11:00:00",95.4,73.8,64.9,96.6,38.11,0.0681,0.62,14.89]
["August",7,"2PM to 3PM",14,"August 7, 2019 14:00","2019-08-07T14:00:00",{"v":100,"d":"100.0"},74.1,63.1,90.6,38.31,0.0676,0.58,14.99]
["August",7,"5PM to 6PM",17,{"$f":"A5257&\" \"&B5257&\", \"&$D$5&\" \"&D5257&\":00\"","v":"August 7, 2019 17:00"},{"$f":"DATEVALUE(E5257)+TIMEVALUE(E5257)","v":"2019-08-07T17:00:00"},97.7,71.4,59.2,78.5,35.83,0.0679,0.51,14.89]
["August",7,"9PM to 10PM",21,"August 7, 2019 21:00","2019-08-07T21:00:00",90.3,67.1,54.7,66.5,32.15,0.0689,0.43,14.65]
["August",8,"12AM to 1AM",0,"August 8, 2019 0:00","2019-08-08",84.9,67.4,58.6,{"v":77,"d":"77.0"},32.46,0.0695,{"v":0.5,"d":"0.50"},14.54]
["August",8,"2AM to 3AM",2,"August 8, 2019 2:00","2019-08-08T02:00:00",81.7,66.9,59.5,79.5,32.07,0.0699,0.51,14.46]
["August",8,"5AM to 6AM",5,"August 8, 2019 5:00","2019-08-08T05:00:00",80.6,67.6,61.3,84.9,32.65,{"v":0.07,"d":"0.0700"},0.55,14.45]
["August",8,"8AM to 9AM",8,"August 8, 2019 8:00","2019-08-08T08:00:00",86.7,69.9,62.2,87.7,34.59,0.0692,0.57,14.62]
["August",8,"12PM to 1PM",12,"August 8, 2019 12:00","2019-08-08T12:00:00",97.9,{"v":71,"d":"71.0"},58.3,75.9,35.48,0.0679,0.49,14.88]
["August",8,"3PM to 4PM",15,"August 8, 2019 15:00","2019-08-08T15:00:00",102.2,70.7,54.9,{"v":67,"d":"67.0"},35.12,0.0674,0.43,14.97]
["August",8,"6PM to 7PM",18,"August 8, 2019 18:00","2019-08-08T18:00:00",{"v":97,"d":"97.0"},69.4,55.4,68.3,34.06,0.0681,0.44,14.83]
["August",8,"9PM to 10PM",21,"August 8, 2019 21:00","2019-08-08T21:00:00",89.4,68.9,{"v":59,"d":"59.0"},{"v":78,"d":"78.0"},33.73,{"v":0.069,"d":"0.0690"},{"v":0.5,"d":"0.50"},14.66]
["August",9,"2AM to 3AM",2,"August 9, 2019 2:00","2019-08-09T02:00:00",{"v":81,"d":"81.0"},68.8,63.3,91.1,33.72,{"v":0.07,"d":"0.0700"},0.59,14.48]
["August",9,"3AM to 4AM",3,"August 9, 2019 3:00","2019-08-09T03:00:00",80.1,68.4,{"v":63,"d":"63.0"},{"v":90,"d":"90.0"},33.31,0.0701,0.58,14.45]
["August",9,"6AM to 7AM",6,"August 9, 2019 6:00","2019-08-09T06:00:00",80.2,69.2,64.2,94.1,34.01,{"v":0.07,"d":"0.0700"},0.61,14.47]
["August",9,"9AM to 10AM",9,"August 9, 2019 9:00","2019-08-09T09:00:00",86.9,69.7,61.7,{"v":86,"d":"86.0"},34.37,0.0692,0.55,14.62]
["August",9,"1PM to 2PM",13,"August 9, 2019 13:00","2019-08-09T13:00:00",98.1,{"v":70,"d":"70.0"},55.9,69.7,34.54,0.0679,0.45,14.87]
["August",9,"4PM to 5PM",16,"August 9, 2019 16:00","2019-08-09T16:00:00",100.9,70.8,55.9,69.7,35.24,0.0676,0.45,14.94]
["August",9,"7PM to 8PM",19,"August 9, 2019 19:00","2019-08-09T19:00:00",{"v":97,"d":"97.0"},70.2,{"v":57,"d":"57.0"},72.5,34.72,{"v":0.068,"d":"0.0680"},0.47,14.85]
["August",9,"10PM to 11PM",22,"August 9, 2019 22:00","2019-08-09T22:00:00",{"v":91,"d":"91.0"},{"v":67,"d":"67.0"},{"v":54,"d":"54.0"},64.8,32.05,0.0688,0.42,14.66]
["August",10,"3AM to 4AM",3,"August 10, 2019 3:00","2019-08-10T03:00:00",81.3,{"v":67,"d":"67.0"},59.9,80.6,32.15,{"v":0.07,"d":"0.0700"},0.52,14.46]
["August",10,"4AM to 5AM",4,"August 10, 2019 4:00","2019-08-10T04:00:00",{"v":79,"d":"79.0"},67.5,62.1,87.1,{"v":32.6,"d":"32.60"},0.0702,0.56,14.42]
["August",10,"7AM to 8AM",7,"August 10, 2019 7:00","2019-08-10T07:00:00",{"v":84,"d":"84.0"},70.2,{"v":64,"d":"64.0"},93.5,34.84,0.0695,{"v":0.6,"d":"0.60"},14.57]
["August",10,"10AM to 11AM",{"$f":"IF(D5321+1>23,0,D5321+1)","v":10},"August 10, 2019 10:00","2019-08-10T10:00:00",{"v":90,"d":"90.0"},71.8,{"v":64,"d":"64.0"},93.5,{"v":36.3,"d":"36.30"},0.0688,{"v":0.6,"d":"0.60"},14.73]
["August",10,"2PM to 3PM",14,"August 10, 2019 14:00","2019-08-10T14:00:00",100.8,71.4,57.4,73.5,{"v":35.8,"d":"35.80"},0.0676,0.48,14.95]
["August",10,"5PM to 6PM",17,"August 10, 2019 17:00","2019-08-10T17:00:00",100.9,{"v":71,"d":"71.0"},56.5,71.1,35.46,0.0676,0.46,14.95]
["August",10,"7PM to 8PM",19,"August 10, 2019 19:00","2019-08-10T19:00:00",{"v":99,"d":"99.0"},70.2,55.9,69.7,34.76,0.0678,0.45,14.89]
["August",11,"1AM to 2AM",1,"August 11, 2019 1:00","2019-08-11T01:00:00",{"v":86,"d":"86.0"},71.3,64.9,96.6,35.81,0.0693,0.62,14.63]
["August",11,"4AM to 5AM",4,"August 11, 2019 4:00","2019-08-11T04:00:00",82.9,72.3,{"v":68,"d":"68.0"},107.6,36.79,0.0696,0.69,14.59]
["August",11,"5AM to 6AM",5,"August 11, 2019 5:00","2019-08-11T05:00:00",83.7,72.7,68.4,{"v":109,"d":"109.0"},37.19,0.0695,{"v":0.7,"d":"0.70"},14.61]
["August",11,"8AM to 9AM",8,"August 11, 2019 8:00","2019-08-11T08:00:00",87.3,72.8,66.9,103.6,37.23,0.0691,0.67,14.69]
["August",11,"11AM to 12PM",11,"August 11, 2019 11:00","2019-08-11T11:00:00",93.6,72.9,64.2,94.1,37.28,0.0683,0.61,14.83]
["August",11,"3PM to 4PM",15,"August 11, 2019 15:00","2019-08-11T15:00:00",{"v":99,"d":"99.0"},74.3,{"v":64,"d":"64.0"},93.5,38.52,0.0677,{"v":0.6,"d":"0.60"},14.97]
["August",11,"6PM to 7PM",18,"August 11, 2019 18:00","2019-08-11T18:00:00",98.1,{"v":74,"d":"74.0"},{"v":64,"d":"64.0"},93.5,{"v":38.3,"d":"38.30"},0.0678,{"v":0.6,"d":"0.60"},14.95]
["August",11,"8PM to 9PM",20,"August 11, 2019 20:00","2019-08-11T20:00:00",95.4,73.4,64.2,94.1,37.73,0.0681,0.61,14.88]
["August",12,"2AM to 3AM",2,"August 12, 2019 2:00","2019-08-12T02:00:00",84.7,71.8,66.4,101.7,{"v":36.3,"d":"36.30"},0.0694,0.65,14.62]
["August",12,"5AM to 6AM",5,"August 12, 2019 5:00","2019-08-12T05:00:00",81.7,71.6,67.5,105.6,36.16,0.0698,0.68,14.55]
["August",12,"6AM to 7AM",6,"August 12, 2019 6:00","2019-08-12T06:00:00",83.3,71.8,67.1,104.3,36.35,0.0696,0.67,14.59]
["August",12,"9AM to 10AM",9,"August 12, 2019 9:00","2019-08-12T09:00:00",89.6,{"v":73,"d":"73.0"},66.2,{"v":101,"d":"101.0"},37.39,0.0688,0.65,14.75]
["August",12,"12PM to 1PM",12,"August 12, 2019 12:00","2019-08-12T12:00:00",93.9,{"v":74,"d":"74.0"},{"v":66,"d":"66.0"},100.4,38.36,0.0683,0.64,14.86]
["August",12,"4PM to 5PM",16,"August 12, 2019 16:00","2019-08-12T16:00:00",{"v":97,"d":"97.0"},73.7,{"v":64,"d":"64.0"},93.5,38.03,0.0679,{"v":0.6,"d":"0.60"},14.92]
["August",12,"9PM to 10PM",21,"August 12, 2019 21:00","2019-08-12T21:00:00",80.4,{"v":71,"d":"71.0"},67.1,104.3,35.64,0.0699,0.67,14.51]
["August",13,"12AM to 1AM",0,"August 13, 2019 0:00","2019-08-13",74.3,68.2,65.5,98.5,33.22,0.0708,0.63,14.33]
["August",13,"3AM to 4AM",3,"August 13, 2019 3:00","2019-08-13T03:00:00",75.6,69.2,66.4,101.7,34.03,0.0706,0.65,14.37]
["August",13,"6AM to 7AM",6,"August 13, 2019 6:00","2019-08-13T06:00:00",77.4,69.7,66.4,101.7,34.48,0.0704,0.65,14.42]
["August",13,"7AM to 8AM",7,"August 13, 2019 7:00","2019-08-13T07:00:00",78.1,69.7,{"v":66,"d":"66.0"},100.4,34.45,0.0703,0.64,14.43]
["August",13,"10AM to 11AM",10,"August 13, 2019 10:00","2019-08-13T10:00:00",{"v":86,"d":"86.0"},71.3,64.9,96.6,35.81,0.0693,0.62,14.63]
["August",13,"2PM to 3PM",14,"August 13, 2019 14:00","2019-08-13T14:00:00",94.1,71.6,61.5,85.4,36.05,0.0683,0.55,14.81]
["August",13,"5PM to 6PM",17,"August 13, 2019 17:00","2019-08-13T17:00:00",94.6,69.7,57.6,{"v":74,"d":"74.0"},34.37,0.0683,0.48,14.79]
["August",13,"10PM to 11PM",22,"August 13, 2019 22:00","2019-08-13T22:00:00",{"v":86,"d":"86.0"},70.1,{"v":63,"d":"63.0"},{"v":90,"d":"90.0"},34.77,0.0693,0.58,14.61]
["August",14,"1AM to 2AM",1,"August 14, 2019 1:00","2019-08-14T01:00:00",84.9,69.3,62.1,87.1,34.06,0.0695,0.56,14.57]
["August",14,"4AM to 5AM",4,"August 14, 2019 4:00","2019-08-14T04:00:00",{"v":79,"d":"79.0"},{"v":68,"d":"68.0"},{"v":63,"d":"63.0"},{"v":90,"d":"90.0"},33.05,0.0702,0.58,14.42]
["August",14,"7AM to 8AM",7,"August 14, 2019 7:00","2019-08-14T07:00:00",82.9,70.4,64.9,96.6,35.06,0.0697,0.62,14.55]
["August",14,"8AM to 9AM",8,"August 14, 2019 8:00","2019-08-14T08:00:00",86.4,70.7,63.9,92.9,35.32,0.0692,{"v":0.6,"d":"0.60"},14.63]
["August",14,"11AM to 12PM",11,"August 14, 2019 11:00","2019-08-14T11:00:00",94.3,69.5,57.2,{"v":73,"d":"73.0"},34.13,0.0684,0.47,14.78]
["August",14,"3PM to 4PM",15,"August 14, 2019 15:00","2019-08-14T15:00:00",98.2,69.8,55.4,68.3,34.36,0.0679,0.44,14.87]
["August",14,"7PM to 8PM",19,"August 14, 2019 19:00","2019-08-14T19:00:00",{"v":95,"d":"95.0"},69.6,{"v":57,"d":"57.0"},72.5,34.23,0.0683,0.47,{"v":14.8,"d":"14.80"}]
["August",14,"10PM to 11PM",22,"August 14, 2019 22:00","2019-08-14T22:00:00",{"v":88,"d":"88.0"},66.5,{"v":55,"d":"55.0"},67.4,31.72,0.0692,0.44,14.59]
["August",15,"2AM to 3AM",2,"August 15, 2019 2:00","2019-08-15T02:00:00",82.9,67.3,59.5,79.5,32.38,0.0698,0.51,{"v":14.5,"d":"14.50"}]
["August",15,"5AM to 6AM",5,"August 15, 2019 5:00","2019-08-15T05:00:00",80.6,67.6,61.3,84.9,32.65,{"v":0.07,"d":"0.0700"},0.55,14.45]
["August",15,"6AM to 7AM",6,"August 15, 2019 6:00","2019-08-15T06:00:00",82.4,68.7,62.4,88.2,33.62,0.0698,0.57,14.51]
["August",15,"9AM to 10AM",9,"August 15, 2019 9:00","2019-08-15T09:00:00",90.7,70.3,60.8,83.2,34.86,0.0688,0.54,14.72]
["August",15,"12PM to 1PM",12,"August 15, 2019 12:00","2019-08-15T12:00:00",96.6,68.6,{"v":54,"d":"54.0"},64.8,33.41,0.0681,0.42,14.81]
["August",15,"4PM to 5PM",16,"August 15, 2019 16:00","2019-08-15T16:00:00",{"v":99,"d":"99.0"},66.2,{"v":46,"d":"46.0"},48.1,31.34,0.0679,0.31,14.82]
["August",15,"8PM to 9PM",20,"August 15, 2019 20:00","2019-08-15T20:00:00",91.9,{"v":66,"d":"66.0"},51.3,58.6,31.29,0.0687,0.38,14.67]
["August",15,"11PM to 12AM",23,"August 15, 2019 23:00","2019-08-15T23:00:00",85.6,64.2,51.6,59.4,29.88,0.0695,0.39,{"v":14.5,"d":"14.50"}]
["August",16,"3AM to 4AM",3,"August 16, 2019 3:00","2019-08-16T03:00:00",76.3,60.3,50.2,56.2,27.11,0.0708,0.37,14.24]
["August",16,"6AM to 7AM",6,"August 16, 2019 6:00","2019-08-16T06:00:00",78.6,60.8,49.5,54.7,27.44,0.0705,0.36,{"v":14.3,"d":"14.30"}]
["August",16,"7AM to 8AM",7,"August 16, 2019 7:00","2019-08-16T07:00:00",{"v":81,"d":"81.0"},{"v":61,"d":"61.0"},{"v":48,"d":"48.0"},51.8,27.56,0.0702,0.34,14.35]
["August",16,"10AM to 11AM",10,"August 16, 2019 10:00","2019-08-16T10:00:00",{"v":93,"d":"93.0"},61.9,{"v":39,"d":"39.0"},36.6,28.09,0.0687,0.24,14.62]
["August",16,"1PM to 2PM",13,"August 16, 2019 13:00","2019-08-16T13:00:00",98.1,63.8,39.9,37.9,29.52,0.0681,0.25,14.76]
["August",16,"5PM to 6PM",17,"August 16, 2019 17:00","2019-08-16T17:00:00",{"v":97,"d":"97.0"},64.1,41.7,40.7,29.69,0.0682,0.26,14.74]
["August",16,"9PM to 10PM",21,"August 16, 2019 21:00","2019-08-16T21:00:00",86.4,61.4,44.2,44.8,27.77,0.0695,0.29,14.47]
["August",17,"12AM to 1AM",0,"August 17, 2019 0:00","2019-08-17",{"v":81,"d":"81.0"},60.8,47.5,50.8,27.39,0.0702,0.33,14.35]
["August",17,"4AM to 5AM",4,"August 17, 2019 4:00","2019-08-17T04:00:00",{"v":75,"d":"75.0"},59.3,48.9,53.6,26.39,{"v":0.071,"d":"0.0710"},0.35,{"v":14.2,"d":"14.20"}]
["August",17,"7AM to 8AM",7,"August 17, 2019 7:00","2019-08-17T07:00:00",{"v":82,"d":"82.0"},63.2,{"v":52,"d":"52.0"},60.2,29.13,{"v":0.07,"d":"0.0700"},0.39,14.41]
["August",17,"8AM to 9AM",8,"August 17, 2019 8:00","2019-08-17T08:00:00",84.4,63.7,51.4,{"v":59,"d":"59.0"},29.51,0.0697,0.38,14.47]
["August",17,"11AM to 12PM",11,"August 17, 2019 11:00","2019-08-17T11:00:00",91.8,65.4,{"v":50,"d":"50.0"},55.9,30.82,0.0688,0.36,14.65]
["August",17,"2PM to 3PM",14,"August 17, 2019 14:00","2019-08-17T14:00:00",{"v":97,"d":"97.0"},64.7,43.5,43.6,30.16,0.0682,0.28,14.75]
["August",17,"6PM to 7PM",18,"August 17, 2019 18:00","2019-08-17T18:00:00",94.3,63.5,42.8,42.4,29.31,0.0686,0.28,14.68]
["August",17,"10PM to 11PM",22,"August 17, 2019 22:00","2019-08-17T22:00:00",{"v":86,"d":"86.0"},62.7,{"v":48,"d":"48.0"},51.8,28.78,0.0695,0.34,14.49]
["August",18,"2AM to 3AM",2,"August 18, 2019 2:00","2019-08-18T02:00:00",80.1,63.3,53.6,63.9,29.23,0.0702,0.41,14.37]
["August",18,"5AM to 6AM",5,"August 18, 2019 5:00","2019-08-18T05:00:00",78.4,{"v":63,"d":"63.0"},54.1,65.2,29.04,0.0704,0.42,14.33]
["August",18,"8AM to 9AM",8,"August 18, 2019 8:00","2019-08-18T08:00:00",83.3,63.7,52.2,60.6,{"v":29.5,"d":"29.50"},0.0698,0.39,14.44]
["August",18,"9AM to 10AM",9,{"$f":"A5513&\" \"&B5513&\", \"&$D$5&\" \"&D5513&\":00\"","v":"August 18, 2019 9:00"},{"$f":"DATEVALUE(E5513)+TIMEVALUE(E5513)","v":"2019-08-18T09:00:00"},87.6,{"v":64,"d":"64.0"},49.6,55.1,29.69,0.0693,0.36,14.54]
["August",18,"12PM to 1PM",12,"August 18, 2019 12:00","2019-08-18T12:00:00",95.4,65.2,46.6,49.1,30.62,0.0684,0.32,14.73]
["August",18,"3PM to 4PM",15,"August 18, 2019 15:00","2019-08-18T15:00:00",{"v":97,"d":"97.0"},67.4,50.7,57.4,32.33,0.0681,0.37,{"v":14.8,"d":"14.80"}]
["August",18,"8PM to 9PM",20,"August 18, 2019 20:00","2019-08-18T20:00:00",{"v":91,"d":"91.0"},64.5,48.2,52.2,30.06,0.0689,0.34,14.62]
["August",18,"11PM to 12AM",23,"August 18, 2019 23:00","2019-08-18T23:00:00",85.5,{"v":60,"d":"60.0"},41.2,39.8,26.77,0.0697,0.26,14.43]
["August",19,"3AM to 4AM",3,"August 19, 2019 3:00","2019-08-19T03:00:00",76.6,58.4,45.5,47.1,25.76,0.0708,0.31,14.22]
["August",19,"6AM to 7AM",6,"August 19, 2019 6:00","2019-08-19T06:00:00",78.1,59.1,45.9,47.7,26.21,0.0706,0.31,14.26]
["August",19,"9AM to 10AM",9,"August 19, 2019 9:00","2019-08-19T09:00:00",88.7,62.5,45.1,46.4,28.59,0.0692,{"v":0.3,"d":"0.30"},14.54]
["August",19,"10AM to 11AM",10,"August 19, 2019 10:00","2019-08-19T10:00:00",{"v":93,"d":"93.0"},63.2,{"v":43,"d":"43.0"},42.7,29.05,0.0687,0.28,14.64]
["August",19,"1PM to 2PM",13,"August 19, 2019 13:00","2019-08-19T13:00:00",96.1,63.5,{"v":41,"d":"41.0"},39.5,{"v":29.3,"d":"29.30"},0.0683,0.26,14.71]
["August",19,"4PM to 5PM",16,"August 19, 2019 16:00","2019-08-19T16:00:00",{"v":97,"d":"97.0"},62.9,37.9,35.1,28.81,0.0683,0.23,14.72]
["August",19,"9PM to 10PM",21,"August 19, 2019 21:00","2019-08-19T21:00:00",89.1,64.1,48.7,53.3,29.75,0.0691,0.35,14.57]
["August",20,"12AM to 1AM",0,"August 20, 2019 0:00","2019-08-20",86.7,63.7,49.8,55.5,29.53,0.0694,0.36,14.52]
["August",20,"4AM to 5AM",4,"August 20, 2019 4:00","2019-08-20T04:00:00",82.9,63.5,{"v":52,"d":"52.0"},60.2,29.35,0.0699,0.39,14.43]
["August",20,"7AM to 8AM",7,"August 20, 2019 7:00","2019-08-20T07:00:00",{"v":86,"d":"86.0"},64.1,51.1,58.2,29.78,0.0695,0.38,14.51]
["August",20,"10AM to 11AM",10,"August 20, 2019 10:00","2019-08-20T10:00:00",{"v":93,"d":"93.0"},65.8,{"v":50,"d":"50.0"},55.9,31.13,0.0686,0.36,14.69]
["August",20,"11AM to 12PM",11,"August 20, 2019 11:00","2019-08-20T11:00:00",95.4,66.8,50.5,{"v":57,"d":"57.0"},31.88,0.0683,0.37,14.75]
["August",20,"5PM to 6PM",17,"August 20, 2019 17:00","2019-08-20T17:00:00",98.8,66.9,{"v":48,"d":"48.0"},51.8,31.89,0.0679,0.34,14.83]
["August",20,"7PM to 8PM",19,"August 20, 2019 19:00","2019-08-20T19:00:00",96.1,65.6,46.9,49.7,30.91,0.0683,0.32,14.75]
["August",20,"10PM to 11PM",22,"August 20, 2019 22:00","2019-08-20T22:00:00",87.1,64.4,51.1,58.2,30.04,0.0694,0.38,14.54]
["August",21,"1AM to 2AM",1,{"$f":"A5577&\" \"&B5577&\", \"&$D$5&\" \"&D5577&\":00\"","v":"August 21, 2019 1:00"},{"$f":"DATEVALUE(E5577)+TIMEVALUE(E5577)","v":"2019-08-21T01:00:00"},{"v":86,"d":"86.0"},64.5,{"v":52,"d":"52.0"},60.2,30.09,0.0695,0.39,14.51]
["August",21,"5AM to 6AM",5,"August 21, 2019 5:00","2019-08-21T05:00:00",78.6,63.5,{"v":55,"d":"55.0"},67.4,29.43,0.0704,0.44,14.34]
["August",21,"8AM to 9AM",8,"August 21, 2019 8:00","2019-08-21T08:00:00",{"v":88,"d":"88.0"},66.3,54.5,66.1,31.51,0.0692,0.43,14.59]
["August",21,"11AM to 12PM",11,"August 21, 2019 11:00","2019-08-21T11:00:00",98.8,{"v":68,"d":"68.0"},50.9,57.8,32.83,0.0679,0.37,14.85]
["August",21,"12PM to 1PM",12,"August 21, 2019 12:00","2019-08-21T12:00:00",101.3,68.4,{"v":50,"d":"50.0"},55.9,33.14,0.0676,0.36,14.91]
["August",21,"6PM to 7PM",18,"August 21, 2019 18:00","2019-08-21T18:00:00",101.3,68.4,{"v":50,"d":"50.0"},55.9,33.14,0.0676,0.36,14.91]
["August",21,"8PM to 9PM",20,"August 21, 2019 20:00","2019-08-21T20:00:00",{"v":97,"d":"97.0"},67.4,50.7,57.4,32.33,0.0681,0.37,{"v":14.8,"d":"14.80"}]
["August",21,"11PM to 12AM",23,"August 21, 2019 23:00","2019-08-21T23:00:00",{"v":90,"d":"90.0"},65.1,50.5,{"v":57,"d":"57.0"},30.56,{"v":0.069,"d":"0.0690"},0.37,14.61]
["August",22,"2AM to 3AM",2,"August 22, 2019 2:00","2019-08-22T02:00:00",84.4,63.3,50.5,{"v":57,"d":"57.0"},{"v":29.2,"d":"29.20"},0.0697,0.37,14.46]
["August",22,"6AM to 7AM",6,"August 22, 2019 6:00","2019-08-22T06:00:00",81.7,62.8,51.4,{"v":59,"d":"59.0"},28.85,{"v":0.07,"d":"0.0700"},0.38,{"v":14.4,"d":"14.40"}]
["August",22,"9AM to 10AM",9,"August 22, 2019 9:00","2019-08-22T09:00:00",92.1,65.2,49.1,{"v":54,"d":"54.0"},30.61,0.0688,0.35,14.66]
["August",22,"10AM to 11AM",10,"August 22, 2019 10:00","2019-08-22T10:00:00",96.1,{"v":66,"d":"66.0"},{"v":48,"d":"48.0"},51.8,31.23,0.0683,0.34,14.76]
["August",22,"3PM to 4PM",15,"August 22, 2019 15:00","2019-08-22T15:00:00",107.1,67.9,43.7,43.9,32.65,{"v":0.067,"d":"0.0670"},0.29,15.02]
["August",22,"5PM to 6PM",17,"August 22, 2019 17:00","2019-08-22T17:00:00",105.1,66.8,42.3,41.5,{"v":31.8,"d":"31.80"},0.0672,0.27,14.96]
["August",22,"9PM to 10PM",21,"August 22, 2019 21:00","2019-08-22T21:00:00",{"v":93,"d":"93.0"},64.8,47.5,50.8,30.32,0.0687,0.33,14.67]
["August",23,"12AM to 1AM",0,"August 23, 2019 0:00","2019-08-23",81.7,61.7,49.1,{"v":54,"d":"54.0"},28.07,0.0701,0.35,14.38]
["August",23,"3AM to 4AM",3,"August 23, 2019 3:00","2019-08-23T03:00:00",76.6,58.4,45.5,47.1,25.76,0.0708,0.31,14.22]
["August",23,"7AM to 8AM",7,"August 23, 2019 7:00","2019-08-23T07:00:00",82.9,61.7,{"v":48,"d":"48.0"},51.8,28.04,0.0699,0.34,14.41]
["August",23,"10AM to 11AM",10,"August 23, 2019 10:00","2019-08-23T10:00:00",96.1,66.8,{"v":50,"d":"50.0"},55.9,31.87,0.0683,0.36,14.77]
["August",23,"11AM to 12PM",11,"August 23, 2019 11:00","2019-08-23T11:00:00",98.8,66.9,{"v":48,"d":"48.0"},51.8,31.89,0.0679,0.34,14.83]
["August",23,"4PM to 5PM",16,"August 23, 2019 16:00","2019-08-23T16:00:00",{"v":106,"d":"106.0"},67.3,{"v":43,"d":"43.0"},42.7,{"v":32.2,"d":"32.20"},0.0671,0.28,14.99]
["August",23,"6PM to 7PM",{"$f":"IF(D5641+1>23,0,D5641+1)","v":18},"August 23, 2019 18:00","2019-08-23T18:00:00",{"v":102,"d":"102.0"},{"v":67,"d":"67.0"},45.7,47.4,31.98,0.0676,0.31,{"v":14.9,"d":"14.90"}]
["August",23,"10PM to 11PM",22,"August 23, 2019 22:00","2019-08-23T22:00:00",{"v":95,"d":"95.0"},{"v":66,"d":"66.0"},48.9,53.6,31.26,0.0684,0.35,14.73]
["August",24,"1AM to 2AM",1,"August 24, 2019 1:00","2019-08-24T01:00:00",{"v":86,"d":"86.0"},64.1,51.1,58.2,29.78,0.0695,0.38,14.51]
["August",24,"4AM to 5AM",4,"August 24, 2019 4:00","2019-08-24T04:00:00",{"v":79,"d":"79.0"},60.3,{"v":48,"d":"48.0"},51.8,27.07,0.0704,0.34,{"v":14.3,"d":"14.30"}]
["August",24,"8AM to 9AM",8,"August 24, 2019 8:00","2019-08-24T08:00:00",{"v":88,"d":"88.0"},66.3,54.5,66.1,31.51,0.0692,0.43,14.59]
["August",24,"11AM to 12PM",11,"August 24, 2019 11:00","2019-08-24T11:00:00",95.9,67.6,52.2,60.6,32.57,0.0682,0.39,14.78]
["August",24,"1PM to 2PM",13,"August 24, 2019 13:00","2019-08-24T13:00:00",{"v":100,"d":"100.0"},67.6,48.9,53.6,32.48,0.0678,0.35,14.87]
["August",24,"4PM to 5PM",16,"August 24, 2019 16:00","2019-08-24T16:00:00",{"v":102,"d":"102.0"},69.4,{"v":52,"d":"52.0"},60.2,{"v":34,"d":"34.00"},0.0675,0.39,14.94]
["August",24,"7PM to 8PM",19,"August 24, 2019 19:00","2019-08-24T19:00:00",{"v":97,"d":"97.0"},64.8,44.1,44.5,{"v":30.3,"d":"30.30"},0.0682,0.29,14.75]
["August",24,"11PM to 12AM",23,"August 24, 2019 23:00","2019-08-24T23:00:00",87.1,63.6,49.1,{"v":54,"d":"54.0"},29.39,0.0694,0.35,14.52]
["August",25,"2AM to 3AM",2,"August 25, 2019 2:00","2019-08-25T02:00:00",{"v":81,"d":"81.0"},59.3,43.9,44.2,26.36,0.0702,0.29,14.33]
["August",25,"6AM to 7AM",6,"August 25, 2019 6:00","2019-08-25T06:00:00",80.4,60.1,46.2,48.4,26.89,0.0703,0.31,14.33]
["August",25,"9AM to 10AM",9,"August 25, 2019 9:00","2019-08-25T09:00:00",88.7,64.2,49.5,54.7,{"v":29.9,"d":"29.90"},0.0692,0.36,14.57]
["August",25,"12PM to 1PM",12,"August 25, 2019 12:00","2019-08-25T12:00:00",94.6,67.3,52.3,{"v":61,"d":"61.0"},32.33,0.0684,{"v":0.4,"d":"0.40"},14.75]
["August",25,"2PM to 3PM",14,"August 25, 2019 14:00","2019-08-25T14:00:00",96.4,68.5,53.8,64.3,{"v":33.3,"d":"33.30"},0.0682,0.42,14.81]
["August",25,"5PM to 6PM",17,"August 25, 2019 17:00","2019-08-25T17:00:00",95.7,68.1,53.2,63.1,32.92,0.0683,0.41,14.78]
["August",25,"8PM to 9PM",20,"August 25, 2019 20:00","2019-08-25T20:00:00",91.8,65.9,51.1,58.2,31.18,0.0688,0.38,14.66]
["August",26,"12AM to 1AM",0,"August 26, 2019 0:00","2019-08-26",83.7,65.3,55.4,68.3,{"v":30.8,"d":"30.80"},0.0697,0.44,14.48]
["August",26,"3AM to 4AM",3,"August 26, 2019 3:00","2019-08-26T03:00:00",{"v":77,"d":"77.0"},67.2,62.6,88.8,32.38,0.0705,0.57,14.37]
["August",26,"7AM to 8AM",7,"August 26, 2019 7:00","2019-08-26T07:00:00",{"v":79,"d":"79.0"},66.9,{"v":61,"d":"61.0"},83.8,32.08,0.0703,0.54,{"v":14.4,"d":"14.40"}]
["August",26,"10AM to 11AM",{"$f":"IF(D5705+1>23,0,D5705+1)","v":10},"August 26, 2019 10:00","2019-08-26T10:00:00",89.1,68.8,{"v":59,"d":"59.0"},{"v":78,"d":"78.0"},33.64,{"v":0.069,"d":"0.0690"},{"v":0.5,"d":"0.50"},14.66]
["August",26,"11AM to 12PM",11,"August 26, 2019 11:00","2019-08-26T11:00:00",{"v":91,"d":"91.0"},69.3,58.8,77.5,34.04,0.0688,{"v":0.5,"d":"0.50"},14.71]
["August",26,"3PM to 4PM",15,"August 26, 2019 15:00","2019-08-26T15:00:00",{"v":95,"d":"95.0"},70.5,58.8,77.5,35.01,0.0683,{"v":0.5,"d":"0.50"},14.81]
["August",26,"6PM to 7PM",18,"August 26, 2019 18:00","2019-08-26T18:00:00",89.1,69.5,60.3,81.6,34.21,{"v":0.069,"d":"0.0690"},0.53,14.67]
["August",26,"10PM to 11PM",22,"August 26, 2019 22:00","2019-08-26T22:00:00",{"v":82,"d":"82.0"},67.8,{"v":61,"d":"61.0"},83.8,32.83,0.0699,0.54,14.49]
["August",27,"1AM to 2AM",1,"August 27, 2019 1:00","2019-08-27T01:00:00",80.1,66.7,60.1,81.1,31.92,0.0701,0.52,14.42]
["August",27,"4AM to 5AM",4,"August 27, 2019 4:00","2019-08-27T04:00:00",78.1,66.1,60.1,81.1,31.44,0.0704,0.52,14.37]
["August",27,"8AM to 9AM",8,"August 27, 2019 8:00","2019-08-27T08:00:00",84.7,68.3,60.4,82.2,33.24,0.0695,0.53,14.55]
["August",27,"11AM to 12PM",11,"August 27, 2019 11:00","2019-08-27T11:00:00",91.6,68.8,57.6,{"v":74,"d":"74.0"},33.63,0.0687,0.48,14.71]
["August",27,"12PM to 1PM",12,"August 27, 2019 12:00","2019-08-27T12:00:00",93.4,67.9,54.5,66.1,32.82,0.0685,0.43,14.73]
["August",27,"4PM to 5PM",16,"August 27, 2019 16:00","2019-08-27T16:00:00",96.1,{"v":66,"d":"66.0"},{"v":48,"d":"48.0"},51.8,31.23,0.0683,0.34,14.76]
["August",27,"7PM to 8PM",19,"August 27, 2019 19:00","2019-08-27T19:00:00",{"v":91,"d":"91.0"},66.6,53.1,62.6,31.71,0.0688,0.41,14.66]
["August",27,"11PM to 12AM",23,"August 27, 2019 23:00","2019-08-27T23:00:00",82.2,64.6,54.9,{"v":67,"d":"67.0"},30.24,0.0699,0.43,14.44]
["August",28,"2AM to 3AM",2,"August 28, 2019 2:00","2019-08-28T02:00:00",79.3,64.4,56.3,70.6,30.11,0.0703,0.46,14.37]
["August",28,"5AM to 6AM",5,"August 28, 2019 5:00","2019-08-28T05:00:00",77.4,64.4,57.4,73.5,30.07,0.0705,0.48,14.33]
["August",28,"9AM to 10AM",9,"August 28, 2019 9:00","2019-08-28T09:00:00",87.4,68.6,59.5,79.5,33.48,0.0692,0.51,14.62]
["August",28,"1PM to 2PM",13,"August 28, 2019 13:00","2019-08-28T13:00:00",{"v":95,"d":"95.0"},71.1,60.1,81.1,35.58,0.0682,0.52,14.82]
["August",28,"4PM to 5PM",16,"August 28, 2019 16:00","2019-08-28T16:00:00",98.1,68.7,53.1,62.6,33.42,{"v":0.068,"d":"0.0680"},0.41,14.84]
["August",28,"5PM to 6PM",17,"August 28, 2019 17:00","2019-08-28T17:00:00",93.7,68.6,55.8,69.2,33.41,0.0685,0.45,14.75]
["August",28,"8PM to 9PM",20,"August 28, 2019 20:00","2019-08-28T20:00:00",84.2,67.6,59.4,{"v":79,"d":"79.0"},32.61,0.0696,0.51,14.53]
["August",29,"12AM to 1AM",0,"August 29, 2019 0:00","2019-08-29",81.7,67.9,61.3,84.9,32.91,0.0699,0.55,14.48]
["August",29,"3AM to 4AM",3,"August 29, 2019 3:00","2019-08-29T03:00:00",80.4,{"v":68,"d":"68.0"},62.2,87.7,33.04,{"v":0.07,"d":"0.0700"},0.57,14.46]
["August",29,"6AM to 7AM",6,"August 29, 2019 6:00","2019-08-29T06:00:00",{"v":82,"d":"82.0"},69.2,63.3,91.1,33.98,0.0698,0.59,14.51]
["August",29,"10AM to 11AM",10,"August 29, 2019 10:00","2019-08-29T10:00:00",{"v":90,"d":"90.0"},70.1,{"v":61,"d":"61.0"},83.8,34.77,0.0688,0.54,{"v":14.7,"d":"14.70"}]
["August",29,"2PM to 3PM",14,"August 29, 2019 14:00","2019-08-29T14:00:00",92.3,71.1,61.5,85.4,35.61,0.0685,0.55,14.77]
["August",29,"3PM to 4PM",15,"August 29, 2019 15:00","2019-08-29T15:00:00",91.8,71.1,61.9,86.5,35.65,0.0686,0.56,14.76]
["August",29,"6PM to 7PM",18,"August 29, 2019 18:00","2019-08-29T18:00:00",89.1,70.7,62.4,88.2,35.25,0.0689,0.57,14.69]
["August",29,"9PM to 10PM",21,"August 29, 2019 21:00","2019-08-29T21:00:00",86.7,70.9,{"v":64,"d":"64.0"},93.5,35.51,0.0692,{"v":0.6,"d":"0.60"},14.64]
["August",30,"1AM to 2AM",1,"August 30, 2019 1:00","2019-08-30T01:00:00",84.9,{"v":71,"d":"71.0"},64.9,96.6,35.54,0.0694,0.62,14.61]
["August",30,"4AM to 5AM",4,"August 30, 2019 4:00","2019-08-30T04:00:00",80.1,{"v":69,"d":"69.0"},{"v":64,"d":"64.0"},93.5,33.87,0.0701,{"v":0.6,"d":"0.60"},14.47]
["August",30,"7AM to 8AM",7,"August 30, 2019 7:00","2019-08-30T07:00:00",{"v":84,"d":"84.0"},71.4,{"v":66,"d":"66.0"},100.4,35.92,0.0695,0.64,14.59]
["August",30,"11AM to 12PM",11,"August 30, 2019 11:00","2019-08-30T11:00:00",94.6,72.8,63.5,91.7,37.17,0.0682,0.59,14.85]
["August",30,"3PM to 4PM",15,"August 30, 2019 15:00","2019-08-30T15:00:00",{"v":100,"d":"100.0"},72.5,60.1,81.1,36.82,0.0676,0.52,14.96]
["August",30,"4PM to 5PM",16,"August 30, 2019 16:00","2019-08-30T16:00:00",{"v":100,"d":"100.0"},{"v":72,"d":"72.0"},{"v":59,"d":"59.0"},{"v":78,"d":"78.0"},36.33,0.0676,{"v":0.5,"d":"0.50"},14.95]
["August",30,"7PM to 8PM",19,"August 30, 2019 19:00","2019-08-30T19:00:00",{"v":97,"d":"97.0"},70.2,{"v":57,"d":"57.0"},72.5,34.72,{"v":0.068,"d":"0.0680"},0.47,14.85]
["August",30,"10PM to 11PM",22,"August 30, 2019 22:00","2019-08-30T22:00:00",{"v":88,"d":"88.0"},69.1,60.1,81.1,33.86,0.0691,0.52,14.64]
["August",31,"2AM to 3AM",2,"August 31, 2019 2:00","2019-08-31T02:00:00",83.7,68.2,60.8,83.2,33.14,0.0697,0.54,14.53]
["August",31,"5AM to 6AM",5,"August 31, 2019 5:00","2019-08-31T05:00:00",82.6,{"v":68,"d":"68.0"},{"v":61,"d":"61.0"},83.8,32.96,0.0698,0.54,{"v":14.5,"d":"14.50"}]
["August",31,"8AM to 9AM",8,"August 31, 2019 8:00","2019-08-31T08:00:00",89.4,70.9,62.6,88.8,35.43,0.0689,0.57,{"v":14.7,"d":"14.70"}]
["August",31,"1PM to 2PM",13,"August 31, 2019 13:00","2019-08-31T13:00:00",102.9,72.3,57.9,{"v":75,"d":"75.0"},36.56,0.0673,0.48,15.02]
["August",31,"4PM to 5PM",16,"August 31, 2019 16:00","2019-08-31T16:00:00",102.9,70.9,{"v":55,"d":"55.0"},67.4,35.36,0.0674,0.44,14.99]
["August",31,"5PM to 6PM",17,{"$f":"A5833&\" \"&B5833&\", \"&$D$5&\" \"&D5833&\":00\"","v":"August 31, 2019 17:00"},{"$f":"DATEVALUE(E5833)+TIMEVALUE(E5833)","v":"2019-08-31T17:00:00"},99.7,70.7,56.5,71.1,35.15,0.0677,0.46,14.92]
["August",31,"8PM to 9PM",20,"August 31, 2019 20:00","2019-08-31T20:00:00",87.1,69.5,61.3,84.9,34.24,0.0692,0.55,14.62]
["August",31,"11PM to 12AM",23,"August 31, 2019 23:00","2019-08-31T23:00:00",82.4,69.6,63.9,92.9,34.35,0.0698,{"v":0.6,"d":"0.60"},14.53]
["September",1,"3AM to 4AM",3,"September 1, 2019 3:00","2019-09-01T03:00:00",78.4,70.1,66.6,102.3,34.85,0.0702,0.66,14.45]
["September",1,"6AM to 7AM",6,"September 1, 2019 6:00","2019-09-01T06:00:00",75.9,68.3,64.9,96.6,33.33,0.0706,0.62,14.36]
["September",1,"9AM to 10AM",9,"September 1, 2019 9:00","2019-09-01T09:00:00",{"v":84,"d":"84.0"},71.9,66.9,103.6,36.43,0.0695,0.67,{"v":14.6,"d":"14.60"}]
["September",1,"2PM to 3PM",14,"September 1, 2019 14:00","2019-09-01T14:00:00",{"v":95,"d":"95.0"},71.1,60.1,81.1,35.58,0.0682,0.52,14.82]
["September",1,"5PM to 6PM",17,"September 1, 2019 17:00","2019-09-01T17:00:00",{"v":93,"d":"93.0"},70.5,60.1,81.1,{"v":35.1,"d":"35.10"},0.0685,0.52,14.77]
["September",1,"6PM to 7PM",18,"September 1, 2019 18:00","2019-09-01T18:00:00",91.9,70.2,60.1,81.1,34.83,0.0686,0.52,14.74]
["September",1,"9PM to 10PM",21,"September 1, 2019 21:00","2019-09-01T21:00:00",{"v":86,"d":"86.0"},72.5,66.9,103.6,36.92,0.0692,0.67,14.66]
["September",2,"12AM to 1AM",0,"September 2, 2019 0:00","2019-09-02",80.1,70.8,66.9,103.6,35.45,{"v":0.07,"d":"0.0700"},0.67,{"v":14.5,"d":"14.50"}]
["September",2,"4AM to 5AM",4,"September 2, 2019 4:00","2019-09-02T04:00:00",75.9,68.3,64.9,96.6,33.33,0.0706,0.62,14.36]
["September",2,"6AM to 7AM",6,"September 2, 2019 6:00","2019-09-02T06:00:00",75.9,68.3,64.9,96.6,33.33,0.0706,0.62,14.36]
["September",2,"12PM to 1PM",12,"September 2, 2019 12:00","2019-09-02T12:00:00",{"v":93,"d":"93.0"},73.8,{"v":66,"d":"66.0"},100.4,38.13,0.0684,0.64,14.84]
["September",2,"3PM to 4PM",15,"September 2, 2019 15:00","2019-09-02T15:00:00",98.1,69.6,{"v":55,"d":"55.0"},67.4,34.18,0.0679,0.44,14.86]
["September",2,"6PM to 7PM",18,"September 2, 2019 18:00","2019-09-02T18:00:00",{"v":95,"d":"95.0"},68.7,{"v":55,"d":"55.0"},67.4,33.43,0.0683,0.44,14.78]
["September",2,"7PM to 8PM",19,"September 2, 2019 19:00","2019-09-02T19:00:00",91.9,68.7,{"v":57,"d":"57.0"},72.5,33.49,0.0687,0.47,14.71]
["September",2,"10PM to 11PM",22,"September 2, 2019 22:00","2019-09-02T22:00:00",{"v":86,"d":"86.0"},70.7,{"v":64,"d":"64.0"},93.5,35.33,0.0693,{"v":0.6,"d":"0.60"},14.62]
["September",3,"2AM to 3AM",2,"September 3, 2019 2:00","2019-09-03T02:00:00",{"v":79,"d":"79.0"},{"v":68,"d":"68.0"},{"v":63,"d":"63.0"},{"v":90,"d":"90.0"},33.05,0.0702,0.58,14.42]
["September",3,"5AM to 6AM",5,"September 3, 2019 5:00","2019-09-03T05:00:00",{"v":79,"d":"79.0"},{"v":68,"d":"68.0"},{"v":63,"d":"63.0"},{"v":90,"d":"90.0"},33.05,0.0702,0.58,14.42]
["September",3,"7AM to 8AM",7,"September 3, 2019 7:00","2019-09-03T07:00:00",{"v":81,"d":"81.0"},68.1,62.1,87.1,33.09,{"v":0.07,"d":"0.0700"},0.56,14.47]
["September",3,"1PM to 2PM",13,"September 3, 2019 13:00","2019-09-03T13:00:00",{"v":90,"d":"90.0"},68.5,57.9,{"v":75,"d":"75.0"},33.38,0.0689,0.48,14.67]
["September",3,"4PM to 5PM",16,"September 3, 2019 16:00","2019-09-03T16:00:00",89.1,67.8,{"v":57,"d":"57.0"},72.5,32.78,{"v":0.069,"d":"0.0690"},0.47,14.64]
["September",3,"7PM to 8PM",19,"September 3, 2019 19:00","2019-09-03T19:00:00",84.9,66.6,{"v":57,"d":"57.0"},72.5,31.77,0.0696,0.47,14.53]
["September",3,"8PM to 9PM",20,"September 3, 2019 20:00","2019-09-03T20:00:00",{"v":84,"d":"84.0"},66.7,57.9,{"v":75,"d":"75.0"},31.93,0.0697,0.48,14.51]
["September",3,"11PM to 12AM",23,"September 3, 2019 23:00","2019-09-03T23:00:00",{"v":79,"d":"79.0"},67.5,62.1,87.1,{"v":32.6,"d":"32.60"},0.0702,0.56,14.42]
["September",4,"3AM to 4AM",3,"September 4, 2019 3:00","2019-09-04T03:00:00",73.9,67.7,64.9,96.6,32.84,0.0708,0.62,14.31]
["September",4,"8AM to 9AM",8,"September 4, 2019 8:00","2019-09-04T08:00:00",78.1,{"v":69,"d":"69.0"},64.9,96.6,33.86,0.0703,0.62,14.42]
["September",4,"10AM to 11AM",10,"September 4, 2019 10:00","2019-09-04T10:00:00",{"v":84,"d":"84.0"},70.2,{"v":64,"d":"64.0"},93.5,34.84,0.0695,{"v":0.6,"d":"0.60"},14.57]
["September",4,"2PM to 3PM",14,"September 4, 2019 14:00","2019-09-04T14:00:00",{"v":86,"d":"86.0"},70.1,{"v":63,"d":"63.0"},{"v":90,"d":"90.0"},34.77,0.0693,0.58,14.61]
["September",4,"5PM to 6PM",17,"September 4, 2019 17:00","2019-09-04T17:00:00",84.9,68.7,{"v":61,"d":"61.0"},83.8,33.53,0.0695,0.54,14.56]
["September",4,"8PM to 9PM",20,"September 4, 2019 20:00","2019-09-04T20:00:00",78.1,66.6,{"v":61,"d":"61.0"},83.8,31.86,0.0704,0.54,14.38]
["September",4,"9PM to 10PM",21,"September 4, 2019 21:00","2019-09-04T21:00:00",78.1,67.2,62.1,87.1,32.38,0.0704,0.56,14.39]
["September",5,"12AM to 1AM",0,"September 5, 2019 0:00","2019-09-05",{"v":75,"d":"75.0"},66.3,62.1,87.1,31.63,0.0708,0.56,14.31]
["September",5,"4AM to 5AM",4,"September 5, 2019 4:00","2019-09-05T04:00:00",{"v":72,"d":"72.0"},65.9,{"v":63,"d":"63.0"},{"v":90,"d":"90.0"},31.32,0.0711,0.58,14.24]
["September",5,"9AM to 10AM",9,"September 5, 2019 9:00","2019-09-05T09:00:00",{"v":84,"d":"84.0"},70.2,{"v":64,"d":"64.0"},93.5,34.84,0.0695,{"v":0.6,"d":"0.60"},14.57]
["September",5,"11AM to 12PM",11,"September 5, 2019 11:00","2019-09-05T11:00:00",{"v":90,"d":"90.0"},71.2,{"v":63,"d":"63.0"},{"v":90,"d":"90.0"},35.75,0.0688,0.58,14.72]
["September",5,"3PM to 4PM",15,"September 5, 2019 15:00","2019-09-05T15:00:00",{"v":95,"d":"95.0"},69.6,{"v":57,"d":"57.0"},72.5,34.23,0.0683,0.47,{"v":14.8,"d":"14.80"}]
["September",5,"6PM to 7PM",18,"September 5, 2019 18:00","2019-09-05T18:00:00",{"v":91,"d":"91.0"},67.5,{"v":55,"d":"55.0"},67.4,32.46,0.0688,0.44,14.67]
["September",5,"7PM to 8PM",19,"September 5, 2019 19:00","2019-09-05T19:00:00",89.1,66.9,{"v":55,"d":"55.0"},67.4,31.98,0.0691,0.44,14.62]
["September",5,"10PM to 11PM",22,"September 5, 2019 22:00","2019-09-05T22:00:00",78.1,65.5,{"v":59,"d":"59.0"},{"v":78,"d":"78.0"},30.95,0.0704,{"v":0.5,"d":"0.50"},14.36]
["September",6,"1AM to 2AM",1,{"$f":"A5961&\" \"&B5961&\", \"&$D$5&\" \"&D5961&\":00\"","v":"September 6, 2019 1:00"},{"$f":"DATEVALUE(E5961)+TIMEVALUE(E5961)","v":"2019-09-06T01:00:00"},78.1,64.9,57.9,{"v":75,"d":"75.0"},30.48,0.0704,0.48,14.35]
["September",6,"6AM to 7AM",6,"September 6, 2019 6:00","2019-09-06T06:00:00",73.9,64.1,{"v":59,"d":"59.0"},{"v":78,"d":"78.0"},29.93,{"v":0.071,"d":"0.0710"},{"v":0.5,"d":"0.50"},14.25]
["September",6,"9AM to 10AM",9,"September 6, 2019 9:00","2019-09-06T09:00:00",{"v":88,"d":"88.0"},69.1,60.1,81.1,33.86,0.0691,0.52,14.64]
["September",6,"12PM to 1PM",12,"September 6, 2019 12:00","2019-09-06T12:00:00",96.1,70.9,{"v":59,"d":"59.0"},{"v":78,"d":"78.0"},35.36,0.0681,{"v":0.5,"d":"0.50"},14.84]
["September",6,"4PM to 5PM",16,"September 6, 2019 16:00","2019-09-06T16:00:00",{"v":97,"d":"97.0"},67.1,{"v":50,"d":"50.0"},55.9,32.09,0.0681,0.36,14.79]
["September",6,"7PM to 8PM",19,"September 6, 2019 19:00","2019-09-06T19:00:00",89.1,65.4,{"v":52,"d":"52.0"},60.2,30.84,0.0691,0.39,{"v":14.6,"d":"14.60"}]
["September",6,"8PM to 9PM",20,"September 6, 2019 20:00","2019-09-06T20:00:00",{"v":84,"d":"84.0"},65.3,{"v":55,"d":"55.0"},67.4,30.75,0.0697,0.44,14.49]
["September",6,"11PM to 12AM",23,"September 6, 2019 23:00","2019-09-06T23:00:00",75.9,63.7,{"v":57,"d":"57.0"},72.5,29.57,0.0707,0.47,14.29]
["September",7,"2AM to 3AM",2,"September 7, 2019 2:00","2019-09-07T02:00:00",{"v":73,"d":"73.0"},62.1,55.9,69.7,28.42,0.0711,0.45,{"v":14.2,"d":"14.20"}]
["September",7,"7AM to 8AM",7,"September 7, 2019 7:00","2019-09-07T07:00:00",78.1,64.4,{"v":57,"d":"57.0"},72.5,{"v":30.1,"d":"30.10"},0.0704,0.47,14.34]
["September",7,"10AM to 11AM",10,"September 7, 2019 10:00","2019-09-07T10:00:00",93.9,68.3,{"v":55,"d":"55.0"},67.4,33.17,0.0685,0.44,14.75]
["September",7,"2PM to 3PM",14,"September 7, 2019 14:00","2019-09-07T14:00:00",{"v":100,"d":"100.0"},69.7,{"v":54,"d":"54.0"},64.8,34.24,0.0677,0.42,{"v":14.9,"d":"14.90"}]
["September",7,"5PM to 6PM",17,"September 7, 2019 17:00","2019-09-07T17:00:00",{"v":99,"d":"99.0"},66.5,46.9,49.7,31.61,0.0679,0.32,14.82]
["September",7,"8PM to 9PM",20,"September 7, 2019 20:00","2019-09-07T20:00:00",89.1,65.1,51.1,58.2,30.53,0.0691,0.38,14.59]
["September",7,"9PM to 10PM",21,"September 7, 2019 21:00","2019-09-07T21:00:00",89.1,65.9,53.1,62.6,31.23,0.0691,0.41,{"v":14.6,"d":"14.60"}]
["September",8,"12AM to 1AM",0,"September 8, 2019 0:00","2019-09-08",{"v":82,"d":"82.0"},65.1,55.9,69.7,30.62,0.0699,0.45,14.44]
["September",8,"4AM to 5AM",4,"September 8, 2019 4:00","2019-09-08T04:00:00",{"v":79,"d":"79.0"},62.7,53.1,62.6,28.77,0.0704,0.41,14.34]
["September",8,"8AM to 9AM",8,"September 8, 2019 8:00","2019-09-08T08:00:00",{"v":90,"d":"90.0"},67.1,{"v":55,"d":"55.0"},67.4,{"v":32.2,"d":"32.20"},0.0689,0.44,14.64]
["September",8,"11AM to 12PM",11,"September 8, 2019 11:00","2019-09-08T11:00:00",{"v":100,"d":"100.0"},{"v":71,"d":"71.0"},{"v":57,"d":"57.0"},72.5,35.47,0.0677,0.47,14.93]
["September",8,"3PM to 4PM",15,"September 8, 2019 15:00","2019-09-08T15:00:00",{"v":104,"d":"104.0"},71.6,55.9,69.7,35.99,0.0672,0.45,15.03]
["September",8,"6PM to 7PM",{"$f":"IF(D6025+1>23,0,D6025+1)","v":18},"September 8, 2019 18:00","2019-09-08T18:00:00",{"v":100,"d":"100.0"},69.3,53.1,62.6,33.91,0.0677,0.41,{"v":14.9,"d":"14.90"}]
["September",8,"9PM to 10PM",21,"September 8, 2019 21:00","2019-09-08T21:00:00",{"v":93,"d":"93.0"},68.5,55.9,69.7,33.31,0.0685,0.45,14.73]
["September",8,"10PM to 11PM",22,"September 8, 2019 22:00","2019-09-08T22:00:00",91.9,{"v":66,"d":"66.0"},51.1,58.2,31.23,0.0688,0.38,14.67]
["September",9,"1AM to 2AM",1,"September 9, 2019 1:00","2019-09-09T01:00:00",82.9,64.9,{"v":55,"d":"55.0"},67.4,30.48,0.0698,0.44,14.46]
["September",9,"5AM to 6AM",5,"September 9, 2019 5:00","2019-09-09T05:00:00",78.1,64.4,{"v":57,"d":"57.0"},72.5,{"v":30.1,"d":"30.10"},0.0704,0.47,14.34]
["September",9,"9AM to 10AM",9,"September 9, 2019 9:00","2019-09-09T09:00:00",96.1,68.1,53.1,62.6,32.94,0.0682,0.41,14.79]
["September",9,"12PM to 1PM",12,"September 9, 2019 12:00","2019-09-09T12:00:00",102.9,70.9,{"v":55,"d":"55.0"},67.4,35.36,0.0674,0.44,14.99]
["September",9,"4PM to 5PM",16,"September 9, 2019 16:00","2019-09-09T16:00:00",{"v":104,"d":"104.0"},70.8,{"v":54,"d":"54.0"},64.8,35.21,0.0672,0.42,15.01]
["September",9,"7PM to 8PM",19,"September 9, 2019 19:00","2019-09-09T19:00:00",93.9,67.8,{"v":54,"d":"54.0"},64.8,32.75,0.0685,0.42,14.74]
["September",9,"10PM to 11PM",22,"September 9, 2019 22:00","2019-09-09T22:00:00",{"v":81,"d":"81.0"},66.4,{"v":59,"d":"59.0"},{"v":78,"d":"78.0"},31.65,{"v":0.07,"d":"0.0700"},{"v":0.5,"d":"0.50"},14.44]
["September",9,"11PM to 12AM",23,"September 9, 2019 23:00","2019-09-09T23:00:00",{"v":82,"d":"82.0"},64.6,{"v":55,"d":"55.0"},67.4,30.26,{"v":0.07,"d":"0.0700"},0.44,14.43]
["September",10,"2AM to 3AM",2,"September 10, 2019 2:00","2019-09-10T02:00:00",82.9,{"v":63,"d":"63.0"},51.1,58.2,29.03,0.0699,0.38,14.43]
["September",10,"7AM to 8AM",7,"September 10, 2019 7:00","2019-09-10T07:00:00",{"v":82,"d":"82.0"},64.6,{"v":55,"d":"55.0"},67.4,30.26,{"v":0.07,"d":"0.0700"},0.44,14.43]
["September",10,"10AM to 11AM",10,"September 10, 2019 10:00","2019-09-10T10:00:00",{"v":91,"d":"91.0"},{"v":67,"d":"67.0"},{"v":54,"d":"54.0"},64.8,32.05,0.0688,0.42,14.66]
["September",10,"1PM to 2PM",13,"September 10, 2019 13:00","2019-09-10T13:00:00",100.9,70.4,{"v":55,"d":"55.0"},67.4,34.88,0.0676,0.44,14.94]
["September",10,"5PM to 6PM",17,"September 10, 2019 17:00","2019-09-10T17:00:00",100.9,69.9,{"v":54,"d":"54.0"},64.8,34.46,0.0676,0.42,14.93]
["September",10,"8PM to 9PM",20,"September 10, 2019 20:00","2019-09-10T20:00:00",{"v":90,"d":"90.0"},68.1,{"v":57,"d":"57.0"},72.5,{"v":33,"d":"33.00"},0.0689,0.47,14.66]
["September",10,"11PM to 12AM",23,"September 10, 2019 23:00","2019-09-10T23:00:00",82.9,{"v":67,"d":"67.0"},{"v":59,"d":"59.0"},{"v":78,"d":"78.0"},32.14,0.0698,{"v":0.5,"d":"0.50"},14.49]
["September",11,"12AM to 1AM",0,"September 11, 2019 0:00","2019-09-11",{"v":81,"d":"81.0"},66.4,{"v":59,"d":"59.0"},{"v":78,"d":"78.0"},31.65,{"v":0.07,"d":"0.0700"},{"v":0.5,"d":"0.50"},14.44]
["September",11,"3AM to 4AM",3,"September 11, 2019 3:00","2019-09-11T03:00:00",{"v":79,"d":"79.0"},64.7,{"v":57,"d":"57.0"},72.5,30.32,0.0703,0.47,14.37]
["September",11,"8AM to 9AM",8,"September 11, 2019 8:00","2019-09-11T08:00:00",91.9,67.2,{"v":54,"d":"54.0"},64.8,32.27,0.0687,0.42,14.69]
["September",11,"11AM to 12PM",11,"September 11, 2019 11:00","2019-09-11T11:00:00",{"v":99,"d":"99.0"},68.9,53.1,62.6,33.64,0.0679,0.41,14.87]
["September",11,"2PM to 3PM",14,"September 11, 2019 14:00","2019-09-11T14:00:00",102.9,70.1,53.1,62.6,34.61,0.0674,0.41,14.97]
["September",11,"6PM to 7PM",18,"September 11, 2019 18:00","2019-09-11T18:00:00",{"v":99,"d":"99.0"},68.1,51.1,58.2,32.94,0.0679,0.38,14.85]
["September",11,"9PM to 10PM",21,"September 11, 2019 21:00","2019-09-11T21:00:00",89.1,67.3,55.9,69.7,32.34,{"v":0.069,"d":"0.0690"},0.45,14.63]
["September",12,"12AM to 1AM",0,"September 12, 2019 0:00","2019-09-12",{"v":81,"d":"81.0"},64.8,55.9,69.7,30.36,0.0701,0.45,14.41]
["September",12,"4AM to 5AM",4,"September 12, 2019 4:00","2019-09-12T04:00:00",78.1,63.4,{"v":55,"d":"55.0"},67.4,{"v":29.3,"d":"29.30"},0.0705,0.44,14.33]
["September",12,"5AM to 6AM",5,"September 12, 2019 5:00","2019-09-12T05:00:00",80.1,63.5,{"v":54,"d":"54.0"},64.8,29.37,0.0702,0.42,14.37]
["September",12,"9AM to 10AM",9,"September 12, 2019 9:00","2019-09-12T09:00:00",{"v":91,"d":"91.0"},68.4,{"v":57,"d":"57.0"},72.5,33.27,0.0688,0.47,14.69]
["September",12,"12PM to 1PM",12,"September 12, 2019 12:00","2019-09-12T12:00:00",{"v":99,"d":"99.0"},71.7,{"v":59,"d":"59.0"},{"v":78,"d":"78.0"},36.06,0.0678,{"v":0.5,"d":"0.50"},14.92]
["September",12,"3PM to 4PM",15,"September 12, 2019 15:00","2019-09-12T15:00:00",{"v":104,"d":"104.0"},68.4,{"v":48,"d":"48.0"},51.8,33.16,0.0673,0.34,14.97]
["September",12,"7PM to 8PM",19,"September 12, 2019 19:00","2019-09-12T19:00:00",93.9,67.4,53.1,62.6,32.41,0.0685,0.41,14.73]
["September",12,"10PM to 11PM",22,"September 12, 2019 22:00","2019-09-12T22:00:00",{"v":84,"d":"84.0"},66.7,57.9,{"v":75,"d":"75.0"},31.93,0.0697,0.48,14.51]
["September",12,"11PM to 12AM",23,"September 12, 2019 23:00","2019-09-12T23:00:00",{"v":82,"d":"82.0"},66.1,57.9,{"v":75,"d":"75.0"},31.45,0.0699,0.48,14.46]
["September",13,"5AM to 6AM",5,"September 13, 2019 5:00","2019-09-13T05:00:00",{"v":75,"d":"75.0"},61.8,{"v":54,"d":"54.0"},64.8,28.14,0.0709,0.42,14.24]
["September",13,"6AM to 7AM",6,"September 13, 2019 6:00","2019-09-13T06:00:00",{"v":79,"d":"79.0"},62.7,53.1,62.6,28.77,0.0704,0.41,14.34]
["September",13,"10AM to 11AM",10,"September 13, 2019 10:00","2019-09-13T10:00:00",91.9,69.7,{"v":59,"d":"59.0"},{"v":78,"d":"78.0"},34.34,0.0686,{"v":0.5,"d":"0.50"},14.73]
["September",13,"1PM to 2PM",13,"September 13, 2019 13:00","2019-09-13T13:00:00",{"v":95,"d":"95.0"},{"v":70,"d":"70.0"},57.9,{"v":75,"d":"75.0"},34.62,0.0683,0.48,{"v":14.8,"d":"14.80"}]
["September",13,"4PM to 5PM",16,"September 13, 2019 16:00","2019-09-13T16:00:00",{"v":86,"d":"86.0"},66.9,{"v":57,"d":"57.0"},72.5,32.03,0.0694,0.47,14.56]
["September",13,"8PM to 9PM",20,"September 13, 2019 20:00","2019-09-13T20:00:00",{"v":77,"d":"77.0"},65.7,60.1,81.1,31.17,0.0705,0.52,14.34]
["September",13,"11PM to 12AM",23,"September 13, 2019 23:00","2019-09-13T23:00:00",{"v":75,"d":"75.0"},64.5,{"v":59,"d":"59.0"},{"v":78,"d":"78.0"},{"v":30.2,"d":"30.20"},0.0708,{"v":0.5,"d":"0.50"},14.28]
["September",14,"2AM to 3AM",{"$f":"IF(D6153+1>23,0,D6153+1)","v":2},"September 14, 2019 2:00","2019-09-14T02:00:00",{"v":70,"d":"70.0"},63.5,60.1,81.1,29.45,0.0715,0.52,14.16]
["September",14,"4AM to 5AM",4,"September 14, 2019 4:00","2019-09-14T04:00:00",{"v":73,"d":"73.0"},64.5,60.1,81.1,{"v":30.2,"d":"30.20"},0.0711,0.52,14.24]
["September",14,"7AM to 8AM",7,"September 14, 2019 7:00","2019-09-14T07:00:00",80.1,{"v":65,"d":"65.0"},{"v":57,"d":"57.0"},72.5,30.58,0.0702,0.47,{"v":14.4,"d":"14.40"}]
["September",14,"11AM to 12PM",11,"September 14, 2019 11:00","2019-09-14T11:00:00",{"v":90,"d":"90.0"},67.1,{"v":55,"d":"55.0"},67.4,{"v":32.2,"d":"32.20"},0.0689,0.44,14.64]
["September",14,"2PM to 3PM",14,"September 14, 2019 14:00","2019-09-14T14:00:00",93.9,{"v":67,"d":"67.0"},{"v":52,"d":"52.0"},60.2,32.02,0.0685,0.39,14.73]
["September",14,"6PM to 7PM",18,"September 14, 2019 18:00","2019-09-14T18:00:00",{"v":91,"d":"91.0"},66.1,{"v":52,"d":"52.0"},60.2,31.32,0.0689,0.39,14.65]
["September",14,"9PM to 10PM",21,"September 14, 2019 21:00","2019-09-14T21:00:00",80.1,{"v":63,"d":"63.0"},53.1,62.6,29.03,0.0702,0.41,14.37]
["September",15,"12AM to 1AM",0,"September 15, 2019 0:00","2019-09-15",{"v":79,"d":"79.0"},66.4,60.1,81.1,31.66,0.0703,0.52,{"v":14.4,"d":"14.40"}]
["September",15,"3AM to 4AM",3,"September 15, 2019 3:00","2019-09-15T03:00:00",{"v":75,"d":"75.0"},65.1,60.1,81.1,30.69,0.0708,0.52,14.29]
["September",15,"5AM to 6AM",5,"September 15, 2019 5:00","2019-09-15T05:00:00",71.1,63.2,{"v":59,"d":"59.0"},{"v":78,"d":"78.0"},29.23,0.0713,{"v":0.5,"d":"0.50"},14.17]
["September",15,"8AM to 9AM",8,"September 15, 2019 8:00","2019-09-15T08:00:00",82.9,{"v":67,"d":"67.0"},{"v":59,"d":"59.0"},{"v":78,"d":"78.0"},32.14,0.0698,{"v":0.5,"d":"0.50"},14.49]
["September",15,"12PM to 1PM",12,"September 15, 2019 12:00","2019-09-15T12:00:00",91.9,69.7,{"v":59,"d":"59.0"},{"v":78,"d":"78.0"},34.34,0.0686,{"v":0.5,"d":"0.50"},14.73]
["September",15,"3PM to 4PM",15,"September 15, 2019 15:00","2019-09-15T15:00:00",{"v":95,"d":"95.0"},{"v":70,"d":"70.0"},57.9,{"v":75,"d":"75.0"},34.62,0.0683,0.48,{"v":14.8,"d":"14.80"}]
["September",15,"7PM to 8PM",19,"September 15, 2019 19:00","2019-09-15T19:00:00",89.1,66.9,{"v":55,"d":"55.0"},67.4,31.98,0.0691,0.44,14.62]
["September",15,"10PM to 11PM",22,"September 15, 2019 22:00","2019-09-15T22:00:00",84.9,{"v":66,"d":"66.0"},55.9,69.7,31.33,0.0696,0.45,14.52]
["September",16,"12AM to 1AM",0,"September 16, 2019 0:00","2019-09-16",{"v":79,"d":"79.0"},63.6,{"v":55,"d":"55.0"},67.4,29.52,0.0703,0.44,14.35]
["September",16,"3AM to 4AM",3,"September 16, 2019 3:00","2019-09-16T03:00:00",71.1,61.5,55.9,69.7,27.94,0.0714,0.45,14.15]
["September",16,"6AM to 7AM",6,"September 16, 2019 6:00","2019-09-16T06:00:00",{"v":73,"d":"73.0"},62.7,{"v":57,"d":"57.0"},72.5,28.86,0.0711,0.47,14.21]
["September",16,"9AM to 10AM",9,"September 16, 2019 9:00","2019-09-16T09:00:00",{"v":88,"d":"88.0"},{"v":68,"d":"68.0"},57.9,{"v":75,"d":"75.0"},{"v":32.9,"d":"32.90"},0.0691,0.48,14.62]
["September",16,"1PM to 2PM",13,"September 16, 2019 13:00","2019-09-16T13:00:00",{"v":93,"d":"93.0"},67.2,53.1,62.6,32.19,0.0686,0.41,14.71]
["September",16,"4PM to 5PM",16,"September 16, 2019 16:00","2019-09-16T16:00:00",93.9,64.9,46.9,49.7,30.38,0.0686,0.32,14.69]
["September",16,"8PM to 9PM",20,"September 16, 2019 20:00","2019-09-16T20:00:00",{"v":86,"d":"86.0"},62.3,46.9,49.7,28.45,0.0695,0.32,14.48]
["September",16,"11PM to 12AM",23,"September 16, 2019 23:00","2019-09-16T23:00:00",{"v":77,"d":"77.0"},{"v":61,"d":"61.0"},51.1,58.2,27.59,0.0707,0.38,14.27]
["September",17,"1AM to 2AM",1,"September 17, 2019 1:00","2019-09-17T01:00:00",{"v":75,"d":"75.0"},60.3,51.1,58.2,{"v":27.1,"d":"27.10"},0.0709,0.38,14.22]
["September",17,"4AM to 5AM",4,"September 17, 2019 4:00","2019-09-17T04:00:00",{"v":72,"d":"72.0"},58.7,{"v":50,"d":"50.0"},55.9,{"v":26,"d":"26.00"},0.0713,0.36,14.13]
["September",17,"7AM to 8AM",7,"September 17, 2019 7:00","2019-09-17T07:00:00",75.9,60.6,51.1,58.2,27.32,0.0708,0.38,14.24]
["September",17,"11AM to 12PM",11,"September 17, 2019 11:00","2019-09-17T11:00:00",91.9,66.4,{"v":52,"d":"52.0"},60.2,31.54,0.0687,0.39,14.67]
["September",17,"2PM to 3PM",14,"September 17, 2019 14:00","2019-09-17T14:00:00",{"v":97,"d":"97.0"},66.6,48.9,53.6,31.74,0.0682,0.35,14.79]
["September",17,"5PM to 6PM",17,"September 17, 2019 17:00","2019-09-17T17:00:00",91.9,67.7,{"v":55,"d":"55.0"},67.4,32.68,0.0687,0.44,{"v":14.7,"d":"14.70"}]
["September",17,"9PM to 10PM",21,"September 17, 2019 21:00","2019-09-17T21:00:00",{"v":86,"d":"86.0"},65.9,{"v":55,"d":"55.0"},67.4,31.23,0.0694,0.44,14.54]
["September",17,"10PM to 11PM",22,"September 17, 2019 22:00","2019-09-17T22:00:00",{"v":86,"d":"86.0"},65.9,{"v":55,"d":"55.0"},67.4,31.23,0.0694,0.44,14.54]
["September",18,"4AM to 5AM",4,"September 18, 2019 4:00","2019-09-18T04:00:00",78.1,67.2,62.1,87.1,32.38,0.0704,0.56,14.39]
["September",18,"5AM to 6AM",5,"September 18, 2019 5:00","2019-09-18T05:00:00",75.9,66.6,62.1,87.1,31.85,0.0706,0.56,14.33]
["September",18,"8AM to 9AM",8,"September 18, 2019 8:00","2019-09-18T08:00:00",{"v":79,"d":"79.0"},68.7,{"v":64,"d":"64.0"},93.5,{"v":33.6,"d":"33.60"},0.0702,{"v":0.6,"d":"0.60"},14.44]
["September",18,"12PM to 1PM",12,"September 18, 2019 12:00","2019-09-18T12:00:00",{"v":86,"d":"86.0"},{"v":69,"d":"69.0"},{"v":61,"d":"61.0"},83.8,{"v":33.8,"d":"33.80"},0.0693,0.54,14.59]
["September",18,"3PM to 4PM",15,"September 18, 2019 15:00","2019-09-18T15:00:00",{"v":91,"d":"91.0"},68.4,{"v":57,"d":"57.0"},72.5,33.27,0.0688,0.47,14.69]
["September",18,"6PM to 7PM",18,"September 18, 2019 18:00","2019-09-18T18:00:00",{"v":86,"d":"86.0"},{"v":65,"d":"65.0"},53.1,62.6,30.48,0.0695,0.41,14.52]
["September",18,"10PM to 11PM",22,"September 18, 2019 22:00","2019-09-18T22:00:00",{"v":77,"d":"77.0"},62.4,{"v":54,"d":"54.0"},64.8,28.62,0.0706,0.42,14.29]
["September",18,"11PM to 12AM",23,"September 18, 2019 23:00","2019-09-18T23:00:00",75.9,62.6,{"v":55,"d":"55.0"},67.4,28.77,0.0708,0.44,14.27]
["September",19,"3AM to 4AM",3,"September 19, 2019 3:00","2019-09-19T03:00:00",{"v":73,"d":"73.0"},63.2,57.9,{"v":75,"d":"75.0"},29.24,0.0711,0.48,14.22]
["September",19,"6AM to 7AM",6,"September 19, 2019 6:00","2019-09-19T06:00:00",{"v":70,"d":"70.0"},62.2,57.9,{"v":75,"d":"75.0"},28.49,0.0715,0.48,14.14]
["September",19,"9AM to 10AM",9,{"$f":"A6281&\" \"&B6281&\", \"&$D$5&\" \"&D6281&\":00\"","v":"September 19, 2019 9:00"},{"$f":"DATEVALUE(E6281)+TIMEVALUE(E6281)","v":"2019-09-19T09:00:00"},82.9,66.4,57.9,{"v":75,"d":"75.0"},31.67,0.0698,0.48,14.48]
["September",19,"1PM to 2PM",13,"September 19, 2019 13:00","2019-09-19T13:00:00",91.9,68.7,{"v":57,"d":"57.0"},72.5,33.49,0.0687,0.47,14.71]
["September",19,"4PM to 5PM",16,"September 19, 2019 16:00","2019-09-19T16:00:00",93.9,68.8,55.9,69.7,33.53,0.0684,0.45,14.76]
["September",19,"7PM to 8PM",19,"September 19, 2019 19:00","2019-09-19T19:00:00",{"v":88,"d":"88.0"},65.6,53.1,62.6,30.96,0.0692,0.41,14.58]
["September",20,"12AM to 1AM",0,"September 20, 2019 0:00","2019-09-20",75.9,60.6,51.1,58.2,27.32,0.0708,0.38,14.24]
["September",20,"3AM to 4AM",3,"September 20, 2019 3:00","2019-09-20T03:00:00",{"v":72,"d":"72.0"},59.2,51.1,58.2,26.36,0.0713,0.38,14.14]
["September",20,"4AM to 5AM",4,"September 20, 2019 4:00","2019-09-20T04:00:00",69.1,58.2,51.1,58.2,25.66,0.0717,0.38,14.06]
["September",20,"7AM to 8AM",7,"September 20, 2019 7:00","2019-09-20T07:00:00",73.9,60.4,{"v":52,"d":"52.0"},60.2,27.15,0.0711,0.39,14.19]
["September",20,"10AM to 11AM",10,"September 20, 2019 10:00","2019-09-20T10:00:00",84.9,64.1,{"v":52,"d":"52.0"},60.2,29.83,0.0696,0.39,14.49]
["September",20,"2PM to 3PM",14,"September 20, 2019 14:00","2019-09-20T14:00:00",91.9,65.5,{"v":50,"d":"50.0"},55.9,30.86,0.0688,0.36,14.66]
["September",20,"5PM to 6PM",17,"September 20, 2019 17:00","2019-09-20T17:00:00",{"v":90,"d":"90.0"},62.1,{"v":43,"d":"43.0"},42.7,28.31,0.0691,0.28,14.56]
["September",20,"8PM to 9PM",20,"September 20, 2019 20:00","2019-09-20T20:00:00",80.1,58.3,42.1,41.2,25.68,0.0704,0.27,{"v":14.3,"d":"14.30"}]
["September",21,"1AM to 2AM",1,"September 21, 2019 1:00","2019-09-21T01:00:00",{"v":72,"d":"72.0"},57.3,46.9,49.7,25.04,0.0714,0.32,14.11]
["September",21,"4AM to 5AM",4,"September 21, 2019 4:00","2019-09-21T04:00:00",{"v":64,"d":"64.0"},54.2,46.9,49.7,23.11,0.0725,0.32,{"v":13.9,"d":"13.90"}]
["September",21,"5AM to 6AM",5,"September 21, 2019 5:00","2019-09-21T05:00:00",{"v":63,"d":"63.0"},53.8,46.9,49.7,22.85,0.0726,0.32,13.87]
["September",21,"8AM to 9AM",8,"September 21, 2019 8:00","2019-09-21T08:00:00",{"v":75,"d":"75.0"},{"v":58,"d":"58.0"},{"v":46,"d":"46.0"},48.1,25.52,{"v":0.071,"d":"0.0710"},0.31,14.18]
["September",21,"11AM to 12PM",11,"September 21, 2019 11:00","2019-09-21T11:00:00",{"v":88,"d":"88.0"},62.6,{"v":46,"d":"46.0"},48.1,28.67,0.0693,0.31,14.53]
["September",21,"3PM to 4PM",15,"September 21, 2019 15:00","2019-09-21T15:00:00",{"v":93,"d":"93.0"},64.3,{"v":46,"d":"46.0"},48.1,{"v":29.9,"d":"29.90"},0.0687,0.31,14.66]
["September",21,"6PM to 7PM",18,"September 21, 2019 18:00","2019-09-21T18:00:00",{"v":88,"d":"88.0"},61.5,{"v":43,"d":"43.0"},42.7,27.83,0.0693,0.28,14.51]
["September",21,"10PM to 11PM",22,"September 21, 2019 22:00","2019-09-21T22:00:00",{"v":73,"d":"73.0"},57.3,{"v":46,"d":"46.0"},48.1,25.04,0.0713,0.31,14.13]
["September",22,"2AM to 3AM",{"$f":"IF(D6345+1>23,0,D6345+1)","v":2},"September 22, 2019 2:00","2019-09-22T02:00:00",{"v":64,"d":"64.0"},52.9,44.1,44.5,{"v":22.3,"d":"22.30"},0.0725,0.29,13.88]
["September",22,"5AM to 6AM",5,"September 22, 2019 5:00","2019-09-22T05:00:00",62.1,52.1,44.1,44.5,21.82,0.0728,0.29,13.83]
["September",22,"6AM to 7AM",6,"September 22, 2019 6:00","2019-09-22T06:00:00",{"v":63,"d":"63.0"},52.5,44.1,44.5,22.04,0.0726,0.29,13.85]
["September",22,"9AM to 10AM",9,"September 22, 2019 9:00","2019-09-22T09:00:00",82.9,60.5,{"v":45,"d":"45.0"},46.1,27.14,{"v":0.07,"d":"0.0700"},{"v":0.3,"d":"0.30"},14.39]
["September",22,"12PM to 1PM",12,"September 22, 2019 12:00","2019-09-22T12:00:00",96.1,64.9,{"v":45,"d":"45.0"},46.1,30.33,0.0683,{"v":0.3,"d":"0.30"},14.74]
["September",22,"4PM to 5PM",16,"September 22, 2019 16:00","2019-09-22T16:00:00",{"v":99,"d":"99.0"},66.2,{"v":46,"d":"46.0"},48.1,31.34,0.0679,0.31,14.82]
["September",22,"7PM to 8PM",19,"September 22, 2019 19:00","2019-09-22T19:00:00",87.1,63.5,48.9,53.6,29.33,0.0694,0.35,14.52]
["September",22,"11PM to 12AM",23,"September 22, 2019 23:00","2019-09-22T23:00:00",80.1,59.9,{"v":46,"d":"46.0"},48.1,26.75,0.0703,0.31,14.32]
["September",23,"3AM to 4AM",3,"September 23, 2019 3:00","2019-09-23T03:00:00",{"v":75,"d":"75.0"},58.4,46.9,49.7,25.78,{"v":0.071,"d":"0.0710"},0.32,14.19]
["September",23,"6AM to 7AM",6,"September 23, 2019 6:00","2019-09-23T06:00:00",{"v":72,"d":"72.0"},57.8,{"v":48,"d":"48.0"},51.8,25.37,0.0714,0.34,14.11]
["September",23,"7AM to 8AM",7,"September 23, 2019 7:00","2019-09-23T07:00:00",75.9,59.6,48.9,53.6,26.61,0.0708,0.35,14.23]
["September",23,"10AM to 11AM",10,"September 23, 2019 10:00","2019-09-23T10:00:00",{"v":95,"d":"95.0"},68.7,{"v":55,"d":"55.0"},67.4,33.43,0.0683,0.44,14.78]
["September",23,"1PM to 2PM",13,"September 23, 2019 13:00","2019-09-23T13:00:00",{"v":100,"d":"100.0"},70.5,55.9,69.7,35.02,0.0677,0.45,14.92]
["September",23,"5PM to 6PM",17,"September 23, 2019 17:00","2019-09-23T17:00:00",{"v":99,"d":"99.0"},66.2,{"v":46,"d":"46.0"},48.1,31.34,0.0679,0.31,14.82]
["September",23,"8PM to 9PM",20,"September 23, 2019 20:00","2019-09-23T20:00:00",84.9,64.1,{"v":52,"d":"52.0"},60.2,29.83,0.0696,0.39,14.49]
["September",24,"1AM to 2AM",1,"September 24, 2019 1:00","2019-09-24T01:00:00",80.1,59.1,44.1,44.5,26.19,0.0703,0.29,14.31]
["September",24,"4AM to 5AM",4,"September 24, 2019 4:00","2019-09-24T04:00:00",{"v":70,"d":"70.0"},{"v":57,"d":"57.0"},{"v":48,"d":"48.0"},51.8,24.88,0.0716,0.34,14.06]
["September",24,"7AM to 8AM",7,"September 24, 2019 7:00","2019-09-24T07:00:00",{"v":79,"d":"79.0"},61.7,51.1,58.2,28.07,0.0704,0.38,14.32]
["September",24,"8AM to 9AM",8,"September 24, 2019 8:00","2019-09-24T08:00:00",{"v":86,"d":"86.0"},63.6,{"v":50,"d":"50.0"},55.9,29.42,0.0695,0.36,{"v":14.5,"d":"14.50"}]
["September",24,"11AM to 12PM",11,"September 24, 2019 11:00","2019-09-24T11:00:00",{"v":99,"d":"99.0"},68.5,{"v":52,"d":"52.0"},60.2,33.25,0.0679,0.39,14.86]
["September",24,"3PM to 4PM",15,"September 24, 2019 15:00","2019-09-24T15:00:00",{"v":104,"d":"104.0"},{"v":70,"d":"70.0"},{"v":52,"d":"52.0"},60.2,34.48,0.0673,0.39,14.99]
["September",24,"6PM to 7PM",{"$f":"IF(D6409+1>23,0,D6409+1)","v":18},"September 24, 2019 18:00","2019-09-24T18:00:00",{"v":97,"d":"97.0"},68.4,53.1,62.6,33.16,0.0681,0.41,14.82]
["September",24,"9PM to 10PM",21,"September 24, 2019 21:00","2019-09-24T21:00:00",{"v":88,"d":"88.0"},66.5,{"v":55,"d":"55.0"},67.4,31.72,0.0692,0.44,14.59]
["September",25,"2AM to 3AM",2,"September 25, 2019 2:00","2019-09-25T02:00:00",{"v":77,"d":"77.0"},{"v":60,"d":"60.0"},48.9,53.6,26.87,0.0707,0.35,14.25]
["September",25,"5AM to 6AM",5,"September 25, 2019 5:00","2019-09-25T05:00:00",78.1,{"v":60,"d":"60.0"},{"v":48,"d":"48.0"},51.8,26.86,0.0706,0.34,14.28]
["September",25,"8AM to 9AM",8,"September 25, 2019 8:00","2019-09-25T08:00:00",{"v":93,"d":"93.0"},65.4,48.9,53.6,30.77,0.0686,0.35,14.68]
["September",25,"9AM to 10AM",9,"September 25, 2019 9:00","2019-09-25T09:00:00",{"v":97,"d":"97.0"},67.1,{"v":50,"d":"50.0"},55.9,32.09,0.0681,0.36,14.79]
["September",25,"12PM to 1PM",12,"September 25, 2019 12:00","2019-09-25T12:00:00",100.9,67.9,48.9,53.6,{"v":32.7,"d":"32.70"},0.0677,0.35,14.89]
["September",25,"4PM to 5PM",16,"September 25, 2019 16:00","2019-09-25T16:00:00",100.9,67.1,46.9,49.7,32.09,0.0677,0.32,14.88]
["September",25,"6PM to 7PM",18,"September 25, 2019 18:00","2019-09-25T18:00:00",93.9,65.7,48.9,53.6,30.99,0.0685,0.35,{"v":14.7,"d":"14.70"}]
["September",25,"11PM to 12AM",23,"September 25, 2019 23:00","2019-09-25T23:00:00",80.1,59.4,{"v":45,"d":"45.0"},46.1,26.44,0.0703,{"v":0.3,"d":"0.30"},14.31]
["September",26,"3AM to 4AM",3,"September 26, 2019 3:00","2019-09-26T03:00:00",{"v":73,"d":"73.0"},57.3,{"v":46,"d":"46.0"},48.1,25.04,0.0713,0.31,14.13]
["September",26,"6AM to 7AM",6,"September 26, 2019 6:00","2019-09-26T06:00:00",{"v":75,"d":"75.0"},57.2,44.1,44.5,24.97,{"v":0.071,"d":"0.0710"},0.29,14.17]
["September",26,"7AM to 8AM",7,"September 26, 2019 7:00","2019-09-26T07:00:00",87.1,61.2,{"v":43,"d":"43.0"},42.7,27.61,0.0695,0.28,14.49]
["September",26,"10AM to 11AM",10,"September 26, 2019 10:00","2019-09-26T10:00:00",96.1,63.9,42.1,41.2,29.57,0.0683,0.27,14.72]
["September",26,"1PM to 2PM",13,"September 26, 2019 13:00","2019-09-26T13:00:00",{"v":99,"d":"99.0"},65.1,{"v":43,"d":"43.0"},42.7,{"v":30.5,"d":"30.50"},{"v":0.068,"d":"0.0680"},0.28,{"v":14.8,"d":"14.80"}]
["September",26,"5PM to 6PM",17,"September 26, 2019 17:00","2019-09-26T17:00:00",98.1,64.8,{"v":43,"d":"43.0"},42.7,30.28,0.0681,0.28,14.78]
["September",26,"7PM to 8PM",19,"September 26, 2019 19:00","2019-09-26T19:00:00",{"v":90,"d":"90.0"},63.3,{"v":46,"d":"46.0"},48.1,29.15,0.0691,0.31,14.58]
["September",27,"12AM to 1AM",0,"September 27, 2019 0:00","2019-09-27",{"v":75,"d":"75.0"},58.4,46.9,49.7,25.78,{"v":0.071,"d":"0.0710"},0.32,14.19]
["September",27,"4AM to 5AM",4,"September 27, 2019 4:00","2019-09-27T04:00:00",71.1,56.6,{"v":46,"d":"46.0"},48.1,24.56,0.0715,0.31,14.08]
["September",27,"7AM to 8AM",7,"September 27, 2019 7:00","2019-09-27T07:00:00",78.1,59.5,46.9,49.7,26.53,0.0706,0.32,14.27]
["September",27,"8AM to 9AM",8,"September 27, 2019 8:00","2019-09-27T08:00:00",84.9,61.9,46.9,49.7,28.19,0.0697,0.32,14.45]
["September",27,"11AM to 12PM",11,"September 27, 2019 11:00","2019-09-27T11:00:00",{"v":97,"d":"97.0"},65.6,{"v":46,"d":"46.0"},48.1,30.86,0.0682,0.31,14.77]
["September",27,"2PM to 3PM",14,"September 27, 2019 14:00","2019-09-27T14:00:00",{"v":99,"d":"99.0"},68.5,{"v":52,"d":"52.0"},60.2,33.25,0.0679,0.39,14.86]
["September",27,"8PM to 9PM",20,"September 27, 2019 20:00","2019-09-27T20:00:00",{"v":82,"d":"82.0"},60.9,46.9,49.7,27.49,0.0701,0.32,14.38]
["September",27,"10PM to 11PM",22,"September 27, 2019 22:00","2019-09-27T22:00:00",{"v":77,"d":"77.0"},60.5,{"v":50,"d":"50.0"},55.9,27.22,0.0707,0.36,14.26]
["September",28,"1AM to 2AM",1,"September 28, 2019 1:00","2019-09-28T01:00:00",78.1,{"v":60,"d":"60.0"},{"v":48,"d":"48.0"},51.8,26.86,0.0706,0.34,14.28]
["September",28,"5AM to 6AM",5,"September 28, 2019 5:00","2019-09-28T05:00:00",71.1,55.7,44.1,44.5,24.01,0.0715,0.29,14.07]
["September",28,"8AM to 9AM",8,"September 28, 2019 8:00","2019-09-28T08:00:00",{"v":84,"d":"84.0"},61.3,{"v":46,"d":"46.0"},48.1,27.71,0.0698,0.31,14.42]
["September",28,"9AM to 10AM",9,"September 28, 2019 9:00","2019-09-28T09:00:00",{"v":90,"d":"90.0"},63.6,46.9,49.7,29.42,{"v":0.069,"d":"0.0690"},0.32,14.59]
["September",28,"12PM to 1PM",12,"September 28, 2019 12:00","2019-09-28T12:00:00",96.1,64.9,{"v":45,"d":"45.0"},46.1,30.33,0.0683,{"v":0.3,"d":"0.30"},14.74]
["September",28,"3PM to 4PM",15,"September 28, 2019 15:00","2019-09-28T15:00:00",{"v":100,"d":"100.0"},66.1,{"v":45,"d":"45.0"},46.1,31.29,0.0678,{"v":0.3,"d":"0.30"},14.84]
["September",28,"9PM to 10PM",21,"September 28, 2019 21:00","2019-09-28T21:00:00",{"v":79,"d":"79.0"},59.5,{"v":46,"d":"46.0"},48.1,26.48,0.0705,0.31,14.29]
["September",28,"11PM to 12AM",23,"September 28, 2019 23:00","2019-09-28T23:00:00",{"v":77,"d":"77.0"},{"v":60,"d":"60.0"},48.9,53.6,26.87,0.0707,0.35,14.25]
["September",29,"3AM to 4AM",3,"September 29, 2019 3:00","2019-09-29T03:00:00",{"v":73,"d":"73.0"},56.8,{"v":45,"d":"45.0"},46.1,24.74,0.0713,{"v":0.3,"d":"0.30"},14.13]
["September",29,"6AM to 7AM",6,"September 29, 2019 6:00","2019-09-29T06:00:00",71.1,56.1,{"v":45,"d":"45.0"},46.1,24.25,0.0715,{"v":0.3,"d":"0.30"},14.07]
["September",29,"9AM to 10AM",9,"September 29, 2019 9:00","2019-09-29T09:00:00",{"v":91,"d":"91.0"},61.5,39.9,37.9,27.82,{"v":0.069,"d":"0.0690"},0.25,14.58]
["September",29,"10AM to 11AM",10,"September 29, 2019 10:00","2019-09-29T10:00:00",{"v":95,"d":"95.0"},64.5,{"v":45,"d":"45.0"},46.1,30.07,0.0684,{"v":0.3,"d":"0.30"},14.71]
["September",29,"1PM to 2PM",13,"September 29, 2019 13:00","2019-09-29T13:00:00",{"v":100,"d":"100.0"},66.5,{"v":46,"d":"46.0"},48.1,{"v":31.6,"d":"31.60"},0.0678,0.31,14.85]
["September",29,"6PM to 7PM",18,"September 29, 2019 18:00","2019-09-29T18:00:00",{"v":91,"d":"91.0"},62.9,44.1,44.5,28.86,0.0689,0.29,{"v":14.6,"d":"14.60"}]
["September",29,"9PM to 10PM",21,"September 29, 2019 21:00","2019-09-29T21:00:00",{"v":79,"d":"79.0"},58.7,44.1,44.5,25.93,0.0705,0.29,14.28]
["September",30,"12AM to 1AM",0,"September 30, 2019 0:00","2019-09-30",{"v":75,"d":"75.0"},57.2,44.1,44.5,24.97,{"v":0.071,"d":"0.0710"},0.29,14.17]
["September",30,"4AM to 5AM",4,"September 30, 2019 4:00","2019-09-30T04:00:00",71.1,54.1,39.9,37.9,22.97,0.0716,0.25,14.05]
["September",30,"7AM to 8AM",7,"September 30, 2019 7:00","2019-09-30T07:00:00",75.9,56.8,42.1,41.2,24.67,0.0709,0.27,14.19]
["September",30,"10AM to 11AM",10,"September 30, 2019 10:00","2019-09-30T10:00:00",{"v":90,"d":"90.0"},62.1,{"v":43,"d":"43.0"},42.7,28.31,0.0691,0.28,14.56]
["September",30,"11AM to 12PM",11,"September 30, 2019 11:00","2019-09-30T11:00:00",{"v":95,"d":"95.0"},63.5,42.1,41.2,{"v":29.3,"d":"29.30"},0.0685,0.27,14.69]
["September",30,"2PM to 3PM",14,"September 30, 2019 14:00","2019-09-30T14:00:00",{"v":99,"d":"99.0"},65.8,{"v":45,"d":"45.0"},46.1,31.03,{"v":0.068,"d":"0.0680"},{"v":0.3,"d":"0.30"},14.81]
["September",30,"7PM to 8PM",19,"September 30, 2019 19:00","2019-09-30T19:00:00",83.5,59.3,41.4,40.1,26.33,0.0699,0.26,14.38]
["September",30,"10PM to 11PM",22,"September 30, 2019 22:00","2019-09-30T22:00:00",{"v":73,"d":"73.0"},55.9,42.6,42.1,24.11,0.0713,0.27,14.11]
["October",1,"1AM to 2AM",1,"October 1, 2019 1:00","2019-10-01T01:00:00",70.3,54.8,42.6,42.1,23.46,0.0716,0.27,14.04]
["October",1,"5AM to 6AM",5,"October 1, 2019 5:00","2019-10-01T05:00:00",65.7,52.2,40.8,39.3,21.88,0.0723,0.26,13.91]
["October",1,"8AM to 9AM",8,"October 1, 2019 8:00","2019-10-01T08:00:00",74.3,{"v":56,"d":"56.0"},41.7,40.7,24.19,0.0711,0.26,14.14]
["October",1,"11AM to 12PM",11,"October 1, 2019 11:00","2019-10-01T11:00:00",88.7,60.1,38.3,35.6,26.88,0.0693,0.23,14.51]
["October",1,"12PM to 1PM",12,"October 1, 2019 12:00","2019-10-01T12:00:00",90.3,59.7,34.7,30.8,26.53,0.0691,{"v":0.2,"d":"0.20"},14.53]
["October",1,"4PM to 5PM",16,"October 1, 2019 16:00","2019-10-01T16:00:00",91.9,59.8,33.1,28.9,26.61,0.0689,0.19,14.57]
["October",1,"8PM to 9PM",20,"October 1, 2019 20:00","2019-10-01T20:00:00",78.4,57.6,41.7,40.7,{"v":25.2,"d":"25.20"},0.0706,0.26,14.25]
["October",1,"11PM to 12AM",23,"October 1, 2019 23:00","2019-10-01T23:00:00",71.1,55.5,43.5,43.6,23.87,0.0715,0.28,14.06]
["October",2,"2AM to 3AM",2,"October 2, 2019 2:00","2019-10-02T02:00:00",62.1,51.1,41.7,40.7,21.22,0.0728,0.26,13.82]
["October",2,"6AM to 7AM",6,"October 2, 2019 6:00","2019-10-02T06:00:00",65.3,51.2,38.5,35.8,21.25,0.0724,0.23,13.89]
["October",2,"9AM to 10AM",9,"October 2, 2019 9:00","2019-10-02T09:00:00",79.3,56.7,38.3,35.6,24.61,0.0705,0.23,14.26]
["October",2,"12PM to 1PM",12,"October 2, 2019 12:00","2019-10-02T12:00:00",89.6,60.2,37.6,34.6,26.94,0.0692,0.23,14.53]
["October",2,"1PM to 2PM",13,"October 2, 2019 13:00","2019-10-02T13:00:00",91.9,60.9,{"v":37,"d":"37.0"},33.8,27.39,0.0689,0.22,14.59]
["October",2,"5PM to 6PM",17,{"$f":"A6601&\" \"&B6601&\", \"&$D$5&\" \"&D6601&\":00\"","v":"October 2, 2019 17:00"},{"$f":"DATEVALUE(E6601)+TIMEVALUE(E6601)","v":"2019-10-02T17:00:00"},{"v":90,"d":"90.0"},61.4,40.8,39.3,27.77,0.0691,0.26,14.55]
["October",2,"9PM to 10PM",21,"October 2, 2019 21:00","2019-10-02T21:00:00",80.1,64.7,56.3,70.6,30.28,0.0702,0.46,14.39]
["October",3,"12AM to 1AM",0,"October 3, 2019 0:00","2019-10-03",76.1,63.8,57.2,{"v":73,"d":"73.0"},29.69,0.0707,0.47,14.29]
["October",3,"3AM to 4AM",3,"October 3, 2019 3:00","2019-10-03T03:00:00",72.3,65.4,62.1,87.1,30.96,0.0711,0.56,14.24]
["October",3,"7AM to 8AM",7,"October 3, 2019 7:00","2019-10-03T07:00:00",69.1,66.3,64.9,96.6,31.65,0.0715,0.62,14.18]
["October",3,"10AM to 11AM",10,"October 3, 2019 10:00","2019-10-03T10:00:00",{"v":72,"d":"72.0"},67.1,64.9,96.6,32.35,0.0711,0.62,14.26]
["October",3,"11AM to 12PM",11,"October 3, 2019 11:00","2019-10-03T11:00:00",73.9,67.6,64.8,{"v":96,"d":"96.0"},32.75,0.0708,0.62,14.31]
["October",3,"2PM to 3PM",14,"October 3, 2019 14:00","2019-10-03T14:00:00",78.8,68.5,63.9,92.9,33.47,0.0702,{"v":0.6,"d":"0.60"},14.43]
["October",3,"6PM to 7PM",18,"October 3, 2019 18:00","2019-10-03T18:00:00",72.7,67.5,65.1,97.2,32.63,{"v":0.071,"d":"0.0710"},0.63,14.28]
["October",3,"10PM to 11PM",22,"October 3, 2019 22:00","2019-10-03T22:00:00",66.9,64.3,{"v":63,"d":"63.0"},{"v":90,"d":"90.0"},30.08,0.0718,0.58,{"v":14.1,"d":"14.10"}]
["October",4,"1AM to 2AM",1,"October 4, 2019 1:00","2019-10-04T01:00:00",{"v":66,"d":"66.0"},60.8,57.9,{"v":75,"d":"75.0"},27.52,{"v":0.072,"d":"0.0720"},0.48,14.03]
["October",4,"4AM to 5AM",4,"October 4, 2019 4:00","2019-10-04T04:00:00",{"v":63,"d":"63.0"},61.1,60.1,81.1,27.73,0.0724,0.52,13.97]
["October",4,"8AM to 9AM",8,"October 4, 2019 8:00","2019-10-04T08:00:00",{"v":68,"d":"68.0"},63.6,61.3,84.9,29.56,0.0717,0.55,14.11]
["October",4,"11AM to 12PM",11,"October 4, 2019 11:00","2019-10-04T11:00:00",75.9,64.3,58.1,75.5,30.02,0.0707,0.49,{"v":14.3,"d":"14.30"}]
["October",4,"12PM to 1PM",12,"October 4, 2019 12:00","2019-10-04T12:00:00",78.1,63.1,54.5,66.1,29.09,0.0705,0.43,14.32]
["October",4,"3PM to 4PM",15,"October 4, 2019 15:00","2019-10-04T15:00:00",80.1,60.2,46.8,49.4,26.96,0.0703,0.32,14.32]
["October",4,"7PM to 8PM",19,"October 4, 2019 19:00","2019-10-04T19:00:00",{"v":72,"d":"72.0"},61.8,55.9,69.7,28.16,0.0713,0.45,14.17]
["October",4,"11PM to 12AM",23,"October 4, 2019 23:00","2019-10-04T23:00:00",{"v":66,"d":"66.0"},59.7,55.9,69.7,26.71,0.0721,0.45,14.01]
["October",5,"2AM to 3AM",2,"October 5, 2019 2:00","2019-10-05T02:00:00",62.8,58.5,55.9,69.7,25.91,0.0725,0.45,13.93]
["October",5,"5AM to 6AM",5,"October 5, 2019 5:00","2019-10-05T05:00:00",61.3,57.6,55.2,67.9,25.28,0.0727,0.44,13.88]
["October",5,"9AM to 10AM",9,{"$f":"A6665&\" \"&B6665&\", \"&$D$5&\" \"&D6665&\":00\"","v":"October 5, 2019 9:00"},{"$f":"DATEVALUE(E6665)+TIMEVALUE(E6665)","v":"2019-10-05T09:00:00"},72.7,61.8,55.6,68.8,28.19,0.0712,0.45,14.19]
["October",5,"12PM to 1PM",12,"October 5, 2019 12:00","2019-10-05T12:00:00",82.2,63.9,53.4,63.5,29.69,{"v":0.07,"d":"0.0700"},0.41,14.43]
["October",5,"4PM to 5PM",16,"October 5, 2019 16:00","2019-10-05T16:00:00",{"v":86,"d":"86.0"},63.1,48.9,53.6,29.06,0.0695,0.35,14.49]
["October",5,"5PM to 6PM",17,"October 5, 2019 17:00","2019-10-05T17:00:00",82.6,63.4,52.2,60.6,29.32,0.0699,0.39,14.43]
["October",5,"8PM to 9PM",20,"October 5, 2019 20:00","2019-10-05T20:00:00",73.6,62.3,55.9,69.7,28.55,{"v":0.071,"d":"0.0710"},0.45,14.22]
["October",6,"12AM to 1AM",0,"October 6, 2019 0:00","2019-10-06",66.4,60.5,57.2,{"v":73,"d":"73.0"},27.31,{"v":0.072,"d":"0.0720"},0.47,14.03]
["October",6,"3AM to 4AM",3,"October 6, 2019 3:00","2019-10-06T03:00:00",{"v":63,"d":"63.0"},58.3,55.4,68.3,25.74,0.0725,0.44,13.93]
["October",6,"7AM to 8AM",7,"October 6, 2019 7:00","2019-10-06T07:00:00",66.9,59.5,{"v":55,"d":"55.0"},67.4,26.57,{"v":0.072,"d":"0.0720"},0.44,14.03]
["October",6,"10AM to 11AM",10,"October 6, 2019 10:00","2019-10-06T10:00:00",{"v":81,"d":"81.0"},63.3,53.1,62.6,29.25,0.0701,0.41,14.39]
["October",6,"1PM to 2PM",13,"October 6, 2019 13:00","2019-10-06T13:00:00",89.1,64.6,{"v":50,"d":"50.0"},55.9,30.16,0.0691,0.36,14.58]
["October",6,"5PM to 6PM",17,"October 6, 2019 17:00","2019-10-06T17:00:00",86.4,62.6,47.5,50.8,{"v":28.7,"d":"28.70"},0.0695,0.33,14.49]
["October",6,"6PM to 7PM",18,"October 6, 2019 18:00","2019-10-06T18:00:00",83.7,{"v":62,"d":"62.0"},48.2,52.2,28.27,0.0698,0.34,14.43]
["October",6,"9PM to 10PM",21,"October 6, 2019 21:00","2019-10-06T21:00:00",74.3,61.2,53.4,63.5,27.76,{"v":0.071,"d":"0.0710"},0.41,14.21]
["October",7,"1AM to 2AM",1,"October 7, 2019 1:00","2019-10-07T01:00:00",{"v":70,"d":"70.0"},{"v":59,"d":"59.0"},{"v":52,"d":"52.0"},60.2,26.19,0.0716,0.39,14.09]
["October",7,"4AM to 5AM",4,"October 7, 2019 4:00","2019-10-07T04:00:00",{"v":64,"d":"64.0"},57.4,53.1,62.6,25.12,0.0724,0.41,13.94]
["October",7,"8AM to 9AM",8,"October 7, 2019 8:00","2019-10-07T08:00:00",72.7,60.2,52.5,61.4,27.04,0.0712,{"v":0.4,"d":"0.40"},14.16]
["October",7,"11AM to 12PM",11,"October 7, 2019 11:00","2019-10-07T11:00:00",85.1,{"v":63,"d":"63.0"},49.3,54.4,28.96,0.0696,0.35,14.47]
["October",7,"2PM to 3PM",14,"October 7, 2019 14:00","2019-10-07T14:00:00",90.7,62.8,44.2,44.8,28.82,{"v":0.069,"d":"0.0690"},0.29,14.59]
["October",7,"4PM to 5PM",16,"October 7, 2019 16:00","2019-10-07T16:00:00",{"v":90,"d":"90.0"},62.9,{"v":45,"d":"45.0"},46.1,28.85,0.0691,{"v":0.3,"d":"0.30"},14.57]
["October",7,"7PM to 8PM",19,"October 7, 2019 19:00","2019-10-07T19:00:00",{"v":81,"d":"81.0"},61.9,{"v":50,"d":"50.0"},55.9,28.19,0.0702,0.36,14.37]
["October",7,"11PM to 12AM",23,"October 7, 2019 23:00","2019-10-07T23:00:00",71.2,58.5,{"v":50,"d":"50.0"},55.9,25.82,0.0714,0.36,14.11]
["October",8,"2AM to 3AM",{"$f":"IF(D6729+1>23,0,D6729+1)","v":2},"October 8, 2019 2:00","2019-10-08T02:00:00",65.3,56.1,49.8,55.5,24.32,0.0723,0.36,13.95]
["October",8,"5AM to 6AM",5,"October 8, 2019 5:00","2019-10-08T05:00:00",65.7,56.9,51.1,58.2,24.82,0.0722,0.38,13.97]
["October",8,"9AM to 10AM",9,"October 8, 2019 9:00","2019-10-08T09:00:00",76.5,61.2,51.8,59.8,{"v":27.7,"d":"27.70"},0.0707,0.39,14.26]
["October",8,"12PM to 1PM",12,"October 8, 2019 12:00","2019-10-08T12:00:00",84.7,61.9,47.1,50.1,{"v":28.2,"d":"28.20"},0.0697,0.33,14.45]
["October",8,"3PM to 4PM",15,"October 8, 2019 15:00","2019-10-08T15:00:00",86.4,61.8,45.3,46.7,28.07,0.0695,{"v":0.3,"d":"0.30"},14.48]
["October",8,"5PM to 6PM",17,"October 8, 2019 17:00","2019-10-08T17:00:00",82.9,61.1,46.6,49.1,{"v":27.6,"d":"27.60"},0.0699,0.32,{"v":14.4,"d":"14.40"}]
["October",8,"8PM to 9PM",20,"October 8, 2019 20:00","2019-10-08T20:00:00",75.9,58.8,47.1,50.1,26.06,0.0709,0.33,14.21]
["October",9,"12AM to 1AM",0,"October 9, 2019 0:00","2019-10-09",66.6,55.7,{"v":48,"d":"48.0"},51.8,24.05,0.0721,0.34,13.97]
["October",9,"3AM to 4AM",3,"October 9, 2019 3:00","2019-10-09T03:00:00",61.7,53.2,46.8,49.4,22.49,0.0728,0.32,13.83]
["October",9,"6AM to 7AM",6,"October 9, 2019 6:00","2019-10-09T06:00:00",63.7,54.3,47.3,50.4,23.13,0.0725,0.33,13.89]
["October",9,"10AM to 11AM",10,"October 9, 2019 10:00","2019-10-09T10:00:00",{"v":81,"d":"81.0"},{"v":61,"d":"61.0"},{"v":48,"d":"48.0"},51.8,27.56,0.0702,0.34,14.35]
["October",9,"12PM to 1PM",12,"October 9, 2019 12:00","2019-10-09T12:00:00",85.6,62.2,46.9,49.7,28.37,0.0696,0.32,14.47]
["October",9,"5PM to 6PM",17,"October 9, 2019 17:00","2019-10-09T17:00:00",86.4,62.6,47.5,50.8,{"v":28.7,"d":"28.70"},0.0695,0.33,14.49]
["October",9,"6PM to 7PM",18,"October 9, 2019 18:00","2019-10-09T18:00:00",83.7,62.4,49.1,{"v":54,"d":"54.0"},28.55,0.0698,0.35,14.43]
["October",9,"9PM to 10PM",21,"October 9, 2019 21:00","2019-10-09T21:00:00",77.5,60.7,{"v":50,"d":"50.0"},55.9,27.36,0.0706,0.36,14.28]
["October",10,"1AM to 2AM",1,"October 10, 2019 1:00","2019-10-10T01:00:00",{"v":66,"d":"66.0"},{"v":57,"d":"57.0"},51.1,58.2,24.91,0.0721,0.38,13.98]
["October",10,"4AM to 5AM",4,"October 10, 2019 4:00","2019-10-10T04:00:00",{"v":63,"d":"63.0"},55.9,51.1,58.2,24.16,0.0726,0.38,{"v":13.9,"d":"13.90"}]
["October",10,"7AM to 8AM",7,"October 10, 2019 7:00","2019-10-10T07:00:00",{"v":68,"d":"68.0"},57.8,51.1,58.2,25.39,0.0719,0.38,14.03]
["October",10,"11AM to 12PM",11,"October 10, 2019 11:00","2019-10-10T11:00:00",82.9,64.5,54.1,65.2,30.14,0.0698,0.42,14.45]
["October",10,"1PM to 2PM",13,"October 10, 2019 13:00","2019-10-10T13:00:00",87.1,64.8,{"v":52,"d":"52.0"},60.2,30.36,0.0693,0.39,14.54]
["October",10,"4PM to 5PM",16,"October 10, 2019 16:00","2019-10-10T16:00:00",89.1,64.6,{"v":50,"d":"50.0"},55.9,30.16,0.0691,0.36,14.58]
["October",10,"7PM to 8PM",19,"October 10, 2019 19:00","2019-10-10T19:00:00",{"v":81,"d":"81.0"},62.8,{"v":52,"d":"52.0"},60.2,28.86,0.0701,0.39,14.38]
["October",10,"10PM to 11PM",22,"October 10, 2019 22:00","2019-10-10T22:00:00",75.9,60.1,{"v":50,"d":"50.0"},55.9,26.96,0.0708,0.36,14.23]
["October",11,"2AM to 3AM",2,"October 11, 2019 2:00","2019-10-11T02:00:00",64.8,56.6,51.1,58.2,{"v":24.6,"d":"24.60"},0.0723,0.38,13.94]
["October",11,"5AM to 6AM",5,"October 11, 2019 5:00","2019-10-11T05:00:00",62.8,55.9,51.3,58.6,24.18,0.0726,0.38,13.89]
["October",11,"8AM to 9AM",8,"October 11, 2019 8:00","2019-10-11T08:00:00",69.6,{"v":59,"d":"59.0"},52.3,{"v":61,"d":"61.0"},26.23,0.0716,{"v":0.4,"d":"0.40"},14.08]
["October",11,"10AM to 11AM",10,"October 11, 2019 10:00","2019-10-11T10:00:00",{"v":81,"d":"81.0"},62.4,51.1,58.2,28.55,0.0701,0.38,14.37]
["October",11,"4PM to 5PM",16,"October 11, 2019 16:00","2019-10-11T16:00:00",{"v":90,"d":"90.0"},63.6,46.9,49.7,29.42,{"v":0.069,"d":"0.0690"},0.32,14.59]
["October",11,"5PM to 6PM",17,"October 11, 2019 17:00","2019-10-11T17:00:00",87.3,63.2,48.2,52.2,29.14,0.0694,0.34,14.52]
["October",11,"8PM to 9PM",20,"October 11, 2019 20:00","2019-10-11T20:00:00",{"v":79,"d":"79.0"},61.1,49.8,55.5,27.65,0.0704,0.36,14.31]
["October",11,"11PM to 12AM",23,"October 11, 2019 23:00","2019-10-11T23:00:00",71.4,58.3,49.6,55.1,25.75,0.0714,0.36,14.11]
["October",12,"3AM to 4AM",3,"October 12, 2019 3:00","2019-10-12T03:00:00",64.6,55.1,48.2,52.2,23.63,0.0724,0.34,13.92]
["October",12,"6AM to 7AM",6,"October 12, 2019 6:00","2019-10-12T06:00:00",66.4,{"v":56,"d":"56.0"},48.7,53.3,24.23,0.0721,0.35,13.97]
["October",12,"9AM to 10AM",9,"October 12, 2019 9:00","2019-10-12T09:00:00",77.9,60.3,48.9,53.6,27.09,0.0706,0.35,14.28]
["October",12,"11AM to 12PM",11,"October 12, 2019 11:00","2019-10-12T11:00:00",85.3,61.5,45.5,47.1,27.86,0.0697,0.31,14.45]
["October",12,"5PM to 6PM",17,"October 12, 2019 17:00","2019-10-12T17:00:00",86.9,60.8,42.3,41.5,27.38,0.0695,0.27,14.48]
["October",12,"6PM to 7PM",18,"October 12, 2019 18:00","2019-10-12T18:00:00",{"v":84,"d":"84.0"},60.2,43.3,43.3,26.96,0.0698,0.28,14.41]
["October",12,"9PM to 10PM",21,"October 12, 2019 21:00","2019-10-12T21:00:00",75.7,58.4,46.2,48.4,25.75,0.0709,0.31,{"v":14.2,"d":"14.20"}]
["October",13,"12AM to 1AM",0,"October 13, 2019 0:00","2019-10-13",67.1,55.6,47.3,50.4,23.97,{"v":0.072,"d":"0.0720"},0.33,13.98]
["October",13,"4AM to 5AM",4,"October 13, 2019 4:00","2019-10-13T04:00:00",62.1,52.1,44.1,44.5,21.82,0.0728,0.29,13.83]
["October",13,"7AM to 8AM",7,"October 13, 2019 7:00","2019-10-13T07:00:00",66.9,54.1,44.1,44.5,{"v":23,"d":"23.00"},0.0721,0.29,13.96]
["October",13,"12PM to 1PM",12,"October 13, 2019 12:00","2019-10-13T12:00:00",88.7,63.8,48.4,52.5,29.55,0.0692,0.34,14.56]
["October",13,"3PM to 4PM",15,"October 13, 2019 15:00","2019-10-13T15:00:00",91.6,64.4,47.5,50.8,29.97,0.0688,0.33,14.63]
["October",13,"6PM to 7PM",18,"October 13, 2019 18:00","2019-10-13T18:00:00",{"v":86,"d":"86.0"},63.7,50.2,56.2,29.48,0.0695,0.37,{"v":14.5,"d":"14.50"}]
["October",13,"7PM to 8PM",19,"October 13, 2019 19:00","2019-10-13T19:00:00",82.9,62.6,{"v":50,"d":"50.0"},55.9,28.67,0.0699,0.36,14.42]
["October",13,"10PM to 11PM",22,"October 13, 2019 22:00","2019-10-13T22:00:00",{"v":75,"d":"75.0"},61.3,53.1,62.6,{"v":27.8,"d":"27.80"},0.0709,0.41,14.23]
["October",14,"1AM to 2AM",1,"October 14, 2019 1:00","2019-10-14T01:00:00",{"v":70,"d":"70.0"},{"v":59,"d":"59.0"},{"v":52,"d":"52.0"},60.2,26.19,0.0716,0.39,14.09]
["October",14,"5AM to 6AM",5,"October 14, 2019 5:00","2019-10-14T05:00:00",{"v":68,"d":"68.0"},57.7,50.9,57.8,25.33,0.0719,0.37,14.03]
["October",14,"8AM to 9AM",8,"October 14, 2019 8:00","2019-10-14T08:00:00",74.7,61.3,53.2,63.1,27.78,0.0709,0.41,14.22]
["October",14,"1PM to 2PM",13,"October 14, 2019 13:00","2019-10-14T13:00:00",91.9,64.3,46.9,49.7,{"v":29.9,"d":"29.90"},0.0688,0.32,14.64]
["October",14,"4PM to 5PM",16,"October 14, 2019 16:00","2019-10-14T16:00:00",{"v":90,"d":"90.0"},62.5,44.1,44.5,{"v":28.6,"d":"28.60"},0.0691,0.29,14.57]
["October",14,"7PM to 8PM",19,"October 14, 2019 19:00","2019-10-14T19:00:00",{"v":82,"d":"82.0"},{"v":59,"d":"59.0"},42.1,41.2,26.16,0.0701,0.27,14.35]
["October",14,"8PM to 9PM",20,"October 14, 2019 20:00","2019-10-14T20:00:00",{"v":81,"d":"81.0"},58.2,40.8,39.3,25.59,0.0703,0.26,14.31]
["October",14,"11PM to 12AM",23,"October 14, 2019 23:00","2019-10-14T23:00:00",{"v":77,"d":"77.0"},57.3,42.4,41.8,25.03,0.0708,0.27,14.22]
["October",15,"3AM to 4AM",3,"October 15, 2019 3:00","2019-10-15T03:00:00",65.7,54.7,46.6,49.1,{"v":23.4,"d":"23.40"},0.0722,0.32,13.94]
["October",15,"6AM to 7AM",6,"October 15, 2019 6:00","2019-10-15T06:00:00",65.3,54.2,45.7,47.4,23.06,0.0723,0.31,13.92]
["October",15,"10AM to 11AM",10,"October 15, 2019 10:00","2019-10-15T10:00:00",{"v":75,"d":"75.0"},57.2,44.1,44.5,24.97,{"v":0.071,"d":"0.0710"},0.29,14.17]
["October",15,"2PM to 3PM",14,"October 15, 2019 14:00","2019-10-15T14:00:00",79.3,{"v":56,"d":"56.0"},36.1,32.6,24.16,0.0705,0.21,14.25]
["October",15,"5PM to 6PM",17,"October 15, 2019 17:00","2019-10-15T17:00:00",{"v":75,"d":"75.0"},53.1,32.4,{"v":28,"d":"28.0"},22.39,0.0711,0.18,14.12]
["October",15,"8PM to 9PM",20,"October 15, 2019 20:00","2019-10-15T20:00:00",68.7,49.4,28.8,23.8,{"v":20.2,"d":"20.20"},{"v":0.072,"d":"0.0720"},0.16,13.94]
["October",15,"9PM to 10PM",21,"October 15, 2019 21:00","2019-10-15T21:00:00",68.4,49.1,28.6,23.6,20.09,{"v":0.072,"d":"0.0720"},0.15,13.93]
["October",16,"12AM to 1AM",0,"October 16, 2019 0:00","2019-10-16",64.6,46.8,26.6,21.5,18.85,0.0726,0.14,13.82]
["October",16,"4AM to 5AM",4,"October 16, 2019 4:00","2019-10-16T04:00:00",{"v":57,"d":"57.0"},43.4,{"v":27,"d":"27.0"},21.9,17.08,0.0736,0.14,13.62]
["October",16,"7AM to 8AM",7,"October 16, 2019 7:00","2019-10-16T07:00:00",60.1,45.2,{"v":28,"d":"28.0"},{"v":23,"d":"23.0"},{"v":18,"d":"18.00"},0.0732,0.15,13.71]
["October",16,"11AM to 12PM",11,"October 16, 2019 11:00","2019-10-16T11:00:00",73.9,50.4,24.4,19.4,20.78,0.0713,0.13,14.06]
["October",16,"3PM to 4PM",15,"October 16, 2019 15:00","2019-10-16T15:00:00",78.6,51.6,21.2,16.6,21.48,0.0707,0.11,14.18]
["October",16,"6PM to 7PM",18,"October 16, 2019 18:00","2019-10-16T18:00:00",{"v":73,"d":"73.0"},50.2,25.2,20.1,20.67,0.0714,0.13,14.04]
["October",16,"9PM to 10PM",21,"October 16, 2019 21:00","2019-10-16T21:00:00",61.9,{"v":46,"d":"46.0"},{"v":28,"d":"28.0"},{"v":23,"d":"23.0"},18.43,0.0729,0.15,13.76]
["October",16,"10PM to 11PM",22,"October 16, 2019 22:00","2019-10-16T22:00:00",57.9,44.2,{"v":28,"d":"28.0"},{"v":23,"d":"23.0"},17.47,0.0735,0.15,13.65]
["October",17,"1AM to 2AM",1,"October 17, 2019 1:00","2019-10-17T01:00:00",{"v":55,"d":"55.0"},43.5,{"v":30,"d":"30.0"},25.2,17.12,0.0739,0.16,13.58]
["October",17,"5AM to 6AM",5,"October 17, 2019 5:00","2019-10-17T05:00:00",55.8,42.8,{"v":27,"d":"27.0"},21.9,16.78,0.0738,0.14,13.59]
["October",17,"8AM to 9AM",8,"October 17, 2019 8:00","2019-10-17T08:00:00",66.4,48.1,{"v":28,"d":"28.0"},{"v":23,"d":"23.0"},19.52,0.0723,0.15,13.88]
["October",17,"12PM to 1PM",12,"October 17, 2019 12:00","2019-10-17T12:00:00",{"v":81,"d":"81.0"},53.4,24.6,19.6,{"v":22.5,"d":"22.50"},0.0704,0.13,14.25]
["October",17,"4PM to 5PM",16,"October 17, 2019 16:00","2019-10-17T16:00:00",{"v":84,"d":"84.0"},53.8,{"v":21,"d":"21.0"},16.5,22.76,{"v":0.07,"d":"0.0700"},0.11,14.32]
["October",17,"7PM to 8PM",19,"October 17, 2019 19:00","2019-10-17T19:00:00",71.1,{"v":51,"d":"51.0"},30.9,26.3,21.16,0.0716,0.17,14.01]
["October",17,"8PM to 9PM",20,"October 17, 2019 20:00","2019-10-17T20:00:00",67.6,49.5,30.7,26.1,{"v":20.3,"d":"20.30"},0.0721,0.17,13.92]
["October",17,"11PM to 12AM",23,"October 17, 2019 23:00","2019-10-17T23:00:00",60.3,45.4,28.4,23.4,{"v":18.1,"d":"18.10"},0.0732,0.15,13.72]
["October",18,"2AM to 3AM",2,"October 18, 2019 2:00","2019-10-18T02:00:00",56.3,43.6,28.8,23.8,17.21,0.0737,0.16,13.61]
["October",18,"6AM to 7AM",6,"October 18, 2019 6:00","2019-10-18T06:00:00",56.3,44.1,{"v":30,"d":"30.0"},25.2,17.43,0.0737,0.16,13.62]
["October",18,"9AM to 10AM",9,"October 18, 2019 9:00","2019-10-18T09:00:00",74.3,{"v":51,"d":"51.0"},26.1,{"v":21,"d":"21.0"},21.11,0.0712,0.14,14.08]
["October",18,"1PM to 2PM",13,"October 18, 2019 13:00","2019-10-18T13:00:00",87.1,55.9,{"v":25,"d":"25.0"},19.9,24.03,0.0696,0.13,14.41]
["October",18,"5PM to 6PM",17,{"$f":"A6985&\" \"&B6985&\", \"&$D$5&\" \"&D6985&\":00\"","v":"October 18, 2019 17:00"},{"$f":"DATEVALUE(E6985)+TIMEVALUE(E6985)","v":"2019-10-18T17:00:00"},83.3,56.4,32.4,{"v":28,"d":"28.0"},24.39,{"v":0.07,"d":"0.0700"},0.18,14.34]
["October",18,"8PM to 9PM",20,"October 18, 2019 20:00","2019-10-18T20:00:00",69.6,52.4,36.9,33.6,21.95,0.0718,0.22,13.99]
["October",18,"9PM to 10PM",21,"October 18, 2019 21:00","2019-10-18T21:00:00",65.3,50.9,37.8,34.8,{"v":21.1,"d":"21.10"},0.0724,0.23,13.88]
["October",19,"12AM to 1AM",0,"October 19, 2019 0:00","2019-10-19",60.4,47.2,33.4,29.3,19.06,0.0731,0.19,13.74]
["October",19,"3AM to 4AM",3,"October 19, 2019 3:00","2019-10-19T03:00:00",58.6,45.8,31.8,27.4,18.33,0.0734,0.18,13.68]
["October",19,"6AM to 7AM",6,"October 19, 2019 6:00","2019-10-19T06:00:00",57.4,45.9,33.8,29.7,18.39,0.0735,0.19,13.66]
["October",19,"11AM to 12PM",11,"October 19, 2019 11:00","2019-10-19T11:00:00",73.9,53.5,34.9,{"v":31,"d":"31.0"},{"v":22.6,"d":"22.60"},0.0712,{"v":0.2,"d":"0.20"},{"v":14.1,"d":"14.10"}]
["October",19,"2PM to 3PM",14,"October 19, 2019 14:00","2019-10-19T14:00:00",78.4,56.5,38.7,36.1,24.48,0.0706,0.24,14.24]
["October",19,"6PM to 7PM",18,"October 19, 2019 18:00","2019-10-19T18:00:00",{"v":73,"d":"73.0"},55.5,41.5,40.4,23.84,0.0713,0.26,14.11]
["October",19,"9PM to 10PM",21,"October 19, 2019 21:00","2019-10-19T21:00:00",65.3,51.6,39.7,37.6,21.54,0.0724,0.25,13.89]
["October",19,"10PM to 11PM",22,"October 19, 2019 22:00","2019-10-19T22:00:00",{"v":63,"d":"63.0"},50.4,{"v":39,"d":"39.0"},36.6,20.81,0.0727,0.24,13.83]
["October",20,"1AM to 2AM",1,"October 20, 2019 1:00","2019-10-20T01:00:00",57.9,48.2,{"v":39,"d":"39.0"},36.6,19.58,0.0734,0.24,13.69]
["October",20,"7AM to 8AM",7,"October 20, 2019 7:00","2019-10-20T07:00:00",{"v":57,"d":"57.0"},{"v":47,"d":"47.0"},{"v":37,"d":"37.0"},33.8,18.94,0.0735,0.22,13.66]
["October",20,"9AM to 10AM",9,"October 20, 2019 9:00","2019-10-20T09:00:00",69.1,52.5,37.9,35.1,22.05,0.0719,0.23,13.98]
["October",20,"12PM to 1PM",12,"October 20, 2019 12:00","2019-10-20T12:00:00",83.1,56.7,33.8,29.7,24.61,{"v":0.07,"d":"0.0700"},0.19,14.34]
["October",20,"4PM to 5PM",16,"October 20, 2019 16:00","2019-10-20T16:00:00",{"v":86,"d":"86.0"},57.3,{"v":32,"d":"32.0"},27.6,24.98,0.0697,0.18,14.41]
["October",20,"7PM to 8PM",19,"October 20, 2019 19:00","2019-10-20T19:00:00",{"v":73,"d":"73.0"},51.9,30.9,26.3,21.64,0.0714,0.17,14.06]
["October",20,"10PM to 11PM",22,"October 20, 2019 22:00","2019-10-20T22:00:00",{"v":61,"d":"61.0"},47.6,{"v":34,"d":"34.0"},29.9,19.29,{"v":0.073,"d":"0.0730"},{"v":0.2,"d":"0.20"},13.75]
["October",20,"11PM to 12AM",23,"October 20, 2019 23:00","2019-10-20T23:00:00",59.4,47.3,35.1,31.3,19.11,0.0732,{"v":0.2,"d":"0.20"},13.72]
["October",21,"2AM to 3AM",2,"October 21, 2019 2:00","2019-10-21T02:00:00",{"v":55,"d":"55.0"},45.4,35.2,31.5,{"v":18.1,"d":"18.10"},0.0738,0.21,{"v":13.6,"d":"13.60"}]
["October",21,"8AM to 9AM",8,"October 21, 2019 8:00","2019-10-21T08:00:00",63.7,49.9,{"v":37,"d":"37.0"},33.8,20.55,0.0726,0.22,13.84]
["October",21,"10AM to 11AM",{"$f":"IF(D7049+1>23,0,D7049+1)","v":10},"October 21, 2019 10:00","2019-10-21T10:00:00",{"v":77,"d":"77.0"},54.8,35.1,31.3,23.37,0.0708,{"v":0.2,"d":"0.20"},14.18]
["October",21,"1PM to 2PM",13,"October 21, 2019 13:00","2019-10-21T13:00:00",{"v":86,"d":"86.0"},57.6,33.1,28.9,25.18,0.0697,0.19,14.41]
["October",21,"5PM to 6PM",17,"October 21, 2019 17:00","2019-10-21T17:00:00",80.4,55.9,34.3,30.4,24.06,0.0704,{"v":0.2,"d":"0.20"},14.27]
["October",21,"8PM to 9PM",20,"October 21, 2019 20:00","2019-10-21T20:00:00",66.7,{"v":50,"d":"50.0"},33.4,29.3,20.58,0.0722,0.19,{"v":13.9,"d":"13.90"}]
["October",21,"11PM to 12AM",23,"October 21, 2019 23:00","2019-10-21T23:00:00",60.6,47.5,34.2,30.1,19.24,0.0731,{"v":0.2,"d":"0.20"},13.75]
["October",22,"12AM to 1AM",0,"October 22, 2019 0:00","2019-10-22",59.4,46.6,33.1,28.9,18.73,0.0732,0.19,13.71]
["October",22,"5AM to 6AM",5,"October 22, 2019 5:00","2019-10-22T05:00:00",53.2,{"v":44,"d":"44.0"},{"v":34,"d":"34.0"},29.9,17.42,0.0741,{"v":0.2,"d":"0.20"},13.55]
["October",22,"8AM to 9AM",8,"October 22, 2019 8:00","2019-10-22T08:00:00",{"v":63,"d":"63.0"},49.4,36.3,32.9,20.23,0.0727,0.21,13.82]
["October",22,"11AM to 12PM",11,"October 22, 2019 11:00","2019-10-22T11:00:00",80.4,55.9,34.3,30.4,24.06,0.0704,{"v":0.2,"d":"0.20"},14.27]
["October",22,"2PM to 3PM",14,"October 22, 2019 14:00","2019-10-22T14:00:00",87.4,57.1,29.1,24.2,24.79,0.0695,0.16,14.43]
["October",22,"6PM to 7PM",18,"October 22, 2019 18:00","2019-10-22T18:00:00",79.9,56.3,36.5,33.1,24.36,0.0704,0.22,14.26]
["October",22,"9PM to 10PM",21,"October 22, 2019 21:00","2019-10-22T21:00:00",65.3,50.4,36.3,32.9,20.79,0.0724,0.21,13.88]
["October",23,"12AM to 1AM",0,"October 23, 2019 0:00","2019-10-23",57.4,46.2,34.5,30.6,18.52,0.0735,{"v":0.2,"d":"0.20"},13.66]
["October",23,"1AM to 2AM",1,"October 23, 2019 1:00","2019-10-23T01:00:00",55.9,45.3,{"v":34,"d":"34.0"},29.9,18.07,0.0737,{"v":0.2,"d":"0.20"},13.62]
["October",23,"6AM to 7AM",6,"October 23, 2019 6:00","2019-10-23T06:00:00",{"v":54,"d":"54.0"},44.5,34.2,30.1,17.63,{"v":0.074,"d":"0.0740"},{"v":0.2,"d":"0.20"},13.57]
["October",23,"9AM to 10AM",9,"October 23, 2019 9:00","2019-10-23T09:00:00",69.6,51.8,35.1,31.3,21.59,0.0718,{"v":0.2,"d":"0.20"},13.99]
["October",23,"12PM to 1PM",12,"October 23, 2019 12:00","2019-10-23T12:00:00",85.6,56.5,29.5,24.6,24.42,0.0697,0.16,14.39]
["October",23,"3PM to 4PM",15,"October 23, 2019 15:00","2019-10-23T15:00:00",89.4,56.6,24.3,19.2,24.49,0.0693,0.13,14.47]
["October",23,"7PM to 8PM",19,"October 23, 2019 19:00","2019-10-23T19:00:00",{"v":73,"d":"73.0"},53.8,{"v":37,"d":"37.0"},33.8,22.82,0.0713,0.22,14.09]
["October",23,"10PM to 11PM",22,"October 23, 2019 22:00","2019-10-23T22:00:00",62.1,47.1,30.9,26.3,18.99,0.0729,0.17,13.77]
["October",24,"1AM to 2AM",1,{"$f":"A7113&\" \"&B7113&\", \"&$D$5&\" \"&D7113&\":00\"","v":"October 24, 2019 1:00"},{"$f":"DATEVALUE(E7113)+TIMEVALUE(E7113)","v":"2019-10-24T01:00:00"},{"v":59,"d":"59.0"},45.7,30.9,26.3,18.25,0.0733,0.17,13.69]
["October",24,"3AM to 4AM",3,"October 24, 2019 3:00","2019-10-24T03:00:00",{"v":55,"d":"55.0"},44.3,32.4,{"v":28,"d":"28.0"},17.56,0.0739,0.18,13.59]
["October",24,"6AM to 7AM",6,"October 24, 2019 6:00","2019-10-24T06:00:00",57.7,45.6,32.4,{"v":28,"d":"28.0"},18.21,0.0735,0.18,13.66]
["October",24,"10AM to 11AM",10,"October 24, 2019 10:00","2019-10-24T10:00:00",82.9,56.5,33.1,28.9,24.44,0.0701,0.19,14.33]
["October",24,"1PM to 2PM",13,"October 24, 2019 13:00","2019-10-24T13:00:00",{"v":93,"d":"93.0"},59.4,{"v":30,"d":"30.0"},25.2,{"v":26.3,"d":"26.30"},0.0688,0.16,14.59]
["October",24,"4PM to 5PM",16,"October 24, 2019 16:00","2019-10-24T16:00:00",{"v":93,"d":"93.0"},60.2,33.1,28.9,26.87,0.0688,0.19,{"v":14.6,"d":"14.60"}]
["October",24,"8PM to 9PM",20,"October 24, 2019 20:00","2019-10-24T20:00:00",76.5,55.5,38.1,35.3,23.88,0.0709,0.23,14.18]
["October",24,"11PM to 12AM",23,"October 24, 2019 23:00","2019-10-24T23:00:00",68.7,52.3,37.8,34.8,21.92,0.0719,0.23,13.97]
["October",25,"12AM to 1AM",0,"October 25, 2019 0:00","2019-10-25",64.4,50.4,37.6,34.6,20.84,0.0725,0.23,13.86]
["October",25,"4AM to 5AM",4,"October 25, 2019 4:00","2019-10-25T04:00:00",57.9,{"v":47,"d":"47.0"},{"v":36,"d":"36.0"},32.4,18.94,0.0734,0.21,13.68]
["October",25,"7AM to 8AM",7,"October 25, 2019 7:00","2019-10-25T07:00:00",{"v":63,"d":"63.0"},49.2,{"v":36,"d":"36.0"},32.4,20.16,0.0727,0.21,13.81]
["October",25,"11AM to 12PM",11,"October 25, 2019 11:00","2019-10-25T11:00:00",87.3,58.8,35.6,31.9,25.96,0.0695,0.21,14.46]
["October",25,"2PM to 3PM",14,"October 25, 2019 14:00","2019-10-25T14:00:00",91.9,59.5,{"v":32,"d":"32.0"},27.6,26.42,0.0689,0.18,14.56]
["October",25,"5PM to 6PM",17,"October 25, 2019 17:00","2019-10-25T17:00:00",{"v":88,"d":"88.0"},59.7,37.8,34.8,26.59,0.0694,0.23,14.48]
["October",25,"9PM to 10PM",21,"October 25, 2019 21:00","2019-10-25T21:00:00",{"v":70,"d":"70.0"},53.8,40.5,38.7,22.84,0.0717,0.25,14.02]
["October",26,"12AM to 1AM",0,"October 26, 2019 0:00","2019-10-26",61.7,49.6,38.5,35.8,20.38,0.0729,0.23,13.79]
["October",26,"1AM to 2AM",1,"October 26, 2019 1:00","2019-10-26T01:00:00",60.1,48.7,37.9,35.1,19.87,0.0731,0.23,13.75]
["October",26,"5AM to 6AM",5,"October 26, 2019 5:00","2019-10-26T05:00:00",57.6,46.7,35.8,32.2,18.81,0.0735,0.21,13.67]
["October",26,"8AM to 9AM",8,"October 26, 2019 8:00","2019-10-26T08:00:00",67.6,52.1,38.3,35.6,21.78,0.0721,0.23,13.95]
["October",26,"12PM to 1PM",12,"October 26, 2019 12:00","2019-10-26T12:00:00",86.4,58.8,36.5,33.1,25.93,0.0696,0.22,14.44]
["October",26,"3PM to 4PM",15,"October 26, 2019 15:00","2019-10-26T15:00:00",89.6,59.7,35.8,32.2,26.57,0.0692,0.21,14.52]
["October",26,"7PM to 8PM",19,"October 26, 2019 19:00","2019-10-26T19:00:00",{"v":73,"d":"73.0"},55.7,42.1,41.2,23.98,0.0713,0.27,14.11]
["October",26,"10PM to 11PM",22,"October 26, 2019 22:00","2019-10-26T22:00:00",{"v":64,"d":"64.0"},52.1,42.1,41.2,21.79,0.0725,0.27,13.87]
["October",27,"1AM to 2AM",1,"October 27, 2019 1:00","2019-10-27T01:00:00",57.9,47.7,37.9,35.1,19.35,0.0734,0.23,13.69]
["October",27,"2AM to 3AM",2,"October 27, 2019 2:00","2019-10-27T02:00:00",56.7,46.9,37.2,34.1,18.89,0.0736,0.22,13.65]
["October",27,"6AM to 7AM",6,"October 27, 2019 6:00","2019-10-27T06:00:00",57.4,47.1,36.9,33.6,18.99,0.0735,0.22,13.67]
["October",27,"9AM to 10AM",9,"October 27, 2019 9:00","2019-10-27T09:00:00",{"v":73,"d":"73.0"},54.9,39.9,37.9,23.45,0.0713,0.25,{"v":14.1,"d":"14.10"}]
["October",27,"1PM to 2PM",13,"October 27, 2019 13:00","2019-10-27T13:00:00",{"v":91,"d":"91.0"},60.6,{"v":37,"d":"37.0"},33.8,27.18,{"v":0.069,"d":"0.0690"},0.22,14.56]
["October",27,"4PM to 5PM",16,"October 27, 2019 16:00","2019-10-27T16:00:00",91.9,60.9,{"v":37,"d":"37.0"},33.8,27.39,0.0689,0.22,14.59]
["October",27,"8PM to 9PM",20,"October 27, 2019 20:00","2019-10-27T20:00:00",73.4,55.1,40.1,38.2,23.58,0.0713,0.25,14.11]
["October",27,"11PM to 12AM",23,"October 27, 2019 23:00","2019-10-27T23:00:00",64.4,51.5,40.3,38.4,21.44,0.0725,0.25,13.87]
["October",28,"3AM to 4AM",3,"October 28, 2019 3:00","2019-10-28T03:00:00",{"v":61,"d":"61.0"},49.2,38.3,35.6,20.17,{"v":0.073,"d":"0.0730"},0.23,13.77]
["October",28,"4AM to 5AM",4,"October 28, 2019 4:00","2019-10-28T04:00:00",{"v":61,"d":"61.0"},48.7,{"v":37,"d":"37.0"},33.8,{"v":19.9,"d":"19.90"},{"v":0.073,"d":"0.0730"},0.22,13.77]
["October",28,"7AM to 8AM",7,"October 28, 2019 7:00","2019-10-28T07:00:00",60.1,48.3,{"v":37,"d":"37.0"},33.8,19.68,0.0731,0.22,13.74]
["October",28,"10AM to 11AM",10,"October 28, 2019 10:00","2019-10-28T10:00:00",82.9,{"v":57,"d":"57.0"},35.1,31.3,24.81,0.0701,{"v":0.2,"d":"0.20"},14.34]
["October",28,"2PM to 3PM",14,"October 28, 2019 14:00","2019-10-28T14:00:00",91.9,{"v":59,"d":"59.0"},30.2,25.4,26.07,0.0689,0.17,14.56]
["October",28,"5PM to 6PM",17,"October 28, 2019 17:00","2019-10-28T17:00:00",85.6,58.3,35.8,32.2,25.61,0.0697,0.21,14.41]
["October",28,"9PM to 10PM",21,"October 28, 2019 21:00","2019-10-28T21:00:00",67.6,51.5,36.7,33.3,21.44,0.0721,0.22,13.94]
["October",29,"12AM to 1AM",0,"October 29, 2019 0:00","2019-10-29",{"v":63,"d":"63.0"},49.8,37.6,34.6,20.49,0.0727,0.23,13.82]
["October",29,"4AM to 5AM",4,"October 29, 2019 4:00","2019-10-29T04:00:00",55.9,45.7,35.1,31.3,18.28,0.0737,{"v":0.2,"d":"0.20"},13.63]
["October",29,"5AM to 6AM",5,"October 29, 2019 5:00","2019-10-29T05:00:00",57.9,46.4,34.3,30.4,18.62,0.0734,{"v":0.2,"d":"0.20"},13.68]
["October",29,"8AM to 9AM",8,"October 29, 2019 8:00","2019-10-29T08:00:00",{"v":68,"d":"68.0"},50.9,34.5,30.6,21.09,{"v":0.072,"d":"0.0720"},{"v":0.2,"d":"0.20"},13.94]
["October",29,"12PM to 1PM",12,"October 29, 2019 12:00","2019-10-29T12:00:00",{"v":86,"d":"86.0"},58.1,34.7,30.8,25.48,0.0697,{"v":0.2,"d":"0.20"},14.42]
["October",29,"3PM to 4PM",15,"October 29, 2019 15:00","2019-10-29T15:00:00",89.6,59.7,35.8,32.2,26.57,0.0692,0.21,14.52]
["October",29,"6PM to 7PM",18,"October 29, 2019 18:00","2019-10-29T18:00:00",80.1,57.6,40.1,38.2,{"v":25.2,"d":"25.20"},0.0704,0.25,14.29]
["October",29,"10PM to 11PM",22,"October 29, 2019 22:00","2019-10-29T22:00:00",{"v":68,"d":"68.0"},54.5,44.1,44.5,23.27,{"v":0.072,"d":"0.0720"},0.29,13.99]
["October",30,"1AM to 2AM",1,"October 30, 2019 1:00","2019-10-30T01:00:00",62.1,{"v":50,"d":"50.0"},{"v":39,"d":"39.0"},36.6,20.59,0.0728,0.24,{"v":13.8,"d":"13.80"}]
["October",30,"5AM to 6AM",5,"October 30, 2019 5:00","2019-10-30T05:00:00",59.7,47.3,34.7,30.8,19.12,0.0732,{"v":0.2,"d":"0.20"},13.72]
["October",30,"6AM to 7AM",6,"October 30, 2019 6:00","2019-10-30T06:00:00",60.3,47.8,35.2,31.5,19.36,0.0731,0.21,13.74]
["October",30,"9AM to 10AM",9,"October 30, 2019 9:00","2019-10-30T09:00:00",69.1,{"v":52,"d":"52.0"},36.3,32.9,21.71,0.0719,0.21,13.98]
["October",30,"1PM to 2PM",13,"October 30, 2019 13:00","2019-10-30T13:00:00",75.9,55.7,{"v":39,"d":"39.0"},36.6,23.95,0.0709,0.24,14.17]
["October",30,"4PM to 5PM",16,"October 30, 2019 16:00","2019-10-30T16:00:00",80.1,57.5,39.9,37.9,25.16,0.0704,0.25,14.28]
["October",30,"7PM to 8PM",19,"October 30, 2019 19:00","2019-10-30T19:00:00",{"v":70,"d":"70.0"},55.7,{"v":45,"d":"45.0"},46.1,23.99,0.0717,{"v":0.3,"d":"0.30"},14.04]
["October",30,"11PM to 12AM",23,"October 30, 2019 23:00","2019-10-30T23:00:00",62.4,{"v":52,"d":"52.0"},43.5,43.6,21.77,0.0727,0.28,13.84]
["October",31,"2AM to 3AM",2,"October 31, 2019 2:00","2019-10-31T02:00:00",57.4,49.5,42.8,42.4,20.36,0.0734,0.28,{"v":13.7,"d":"13.70"}]
["October",31,"6AM to 7AM",6,"October 31, 2019 6:00","2019-10-31T06:00:00",57.4,49.5,42.8,42.4,20.36,0.0734,0.28,{"v":13.7,"d":"13.70"}]
["October",31,"7AM to 8AM",7,"October 31, 2019 7:00","2019-10-31T07:00:00",{"v":59,"d":"59.0"},50.3,{"v":43,"d":"43.0"},42.7,{"v":20.8,"d":"20.80"},0.0732,0.28,13.74]
["October",31,"10AM to 11AM",10,"October 31, 2019 10:00","2019-10-31T10:00:00",73.9,57.2,{"v":45,"d":"45.0"},46.1,24.95,0.0711,{"v":0.3,"d":"0.30"},14.15]
["October",31,"2PM to 3PM",14,"October 31, 2019 14:00","2019-10-31T14:00:00",81.3,{"v":60,"d":"60.0"},45.1,46.4,{"v":26.8,"d":"26.80"},0.0702,{"v":0.3,"d":"0.30"},14.35]
["October",31,"5PM to 6PM",17,"October 31, 2019 17:00","2019-10-31T17:00:00",79.3,59.7,46.2,48.4,26.62,0.0704,0.31,{"v":14.3,"d":"14.30"}]
["October",31,"8PM to 9PM",20,"October 31, 2019 20:00","2019-10-31T20:00:00",68.2,54.2,43.2,{"v":43,"d":"43.0"},23.07,0.0719,0.28,13.99]
["October",31,"11PM to 12AM",23,"October 31, 2019 23:00","2019-10-31T23:00:00",62.8,50.5,39.6,37.4,20.88,0.0727,0.24,13.83]
["November",1,"4AM to 5AM",4,"November 1, 2019 4:00","2019-11-01T04:00:00",52.5,42.8,31.6,27.2,16.82,0.0742,0.18,13.52]
["November",1,"5AM to 6AM",5,"November 1, 2019 5:00","2019-11-01T05:00:00",51.4,{"v":42,"d":"42.0"},30.7,26.1,16.39,0.0744,0.17,13.49]
["November",1,"8AM to 9AM",8,"November 1, 2019 8:00","2019-11-01T08:00:00",57.4,45.1,31.5,26.9,17.96,0.0735,0.18,13.65]
["November",1,"11AM to 12PM",11,"November 1, 2019 11:00","2019-11-01T11:00:00",73.4,52.4,32.2,27.8,21.97,0.0713,0.18,14.08]
["November",1,"3PM to 4PM",15,"November 1, 2019 15:00","2019-11-01T15:00:00",80.1,54.9,31.5,26.9,23.44,0.0705,0.18,14.25]
["November",1,"6PM to 7PM",18,"November 1, 2019 18:00","2019-11-01T18:00:00",{"v":70,"d":"70.0"},{"v":52,"d":"52.0"},35.4,31.7,21.75,0.0718,0.21,{"v":14,"d":"14.00"}]
["November",1,"9PM to 10PM",21,"November 1, 2019 21:00","2019-11-01T21:00:00",60.3,47.8,35.2,31.5,19.36,0.0731,0.21,13.74]
["November",2,"12AM to 1AM",0,"November 2, 2019 0:00","2019-11-02",55.2,44.9,33.6,29.5,17.83,0.0738,0.19,{"v":13.6,"d":"13.60"}]
["November",2,"5AM to 6AM",5,"November 2, 2019 5:00","2019-11-02T05:00:00",51.1,42.3,{"v":32,"d":"32.0"},27.6,16.54,0.0744,0.18,13.49]
["November",2,"6AM to 7AM",6,"November 2, 2019 6:00","2019-11-02T06:00:00",{"v":52,"d":"52.0"},42.8,32.4,{"v":28,"d":"28.0"},16.82,0.0743,0.18,13.51]
["November",2,"9AM to 10AM",9,"November 2, 2019 9:00","2019-11-02T09:00:00",65.1,50.2,36.1,32.6,20.71,0.0724,0.21,13.87]
["November",2,"12PM to 1PM",12,"November 2, 2019 12:00","2019-11-02T12:00:00",{"v":77,"d":"77.0"},55.2,36.3,32.9,23.63,0.0708,0.21,14.19]
["November",2,"4PM to 5PM",16,"November 2, 2019 16:00","2019-11-02T16:00:00",{"v":81,"d":"81.0"},56.3,35.1,31.3,24.33,0.0703,{"v":0.2,"d":"0.20"},14.29]
["November",2,"7PM to 8PM",19,"November 2, 2019 19:00","2019-11-02T19:00:00",66.9,51.6,37.9,35.1,21.53,0.0722,0.23,13.93]
["November",2,"9PM to 10PM",21,"November 2, 2019 21:00","2019-11-02T21:00:00",{"v":63,"d":"63.0"},50.1,38.3,35.6,20.65,0.0727,0.23,13.82]
["November",3,"3AM to 4AM",3,"November 3, 2019 3:00","2019-11-03T03:00:00",54.3,45.9,37.6,34.6,{"v":18.4,"d":"18.40"},0.0739,0.23,13.59]
["November",3,"6AM to 7AM",6,"November 3, 2019 6:00","2019-11-03T06:00:00",{"v":57,"d":"57.0"},46.4,35.4,31.7,18.61,0.0736,0.21,13.66]
["November",3,"7AM to 8AM",7,"November 3, 2019 7:00","2019-11-03T07:00:00",{"v":59,"d":"59.0"},46.7,{"v":34,"d":"34.0"},29.9,18.81,0.0733,{"v":0.2,"d":"0.20"},{"v":13.7,"d":"13.70"}]
["November",3,"10AM to 11AM",10,"November 3, 2019 10:00","2019-11-03T10:00:00",{"v":73,"d":"73.0"},49.9,24.1,19.1,20.51,0.0714,0.12,14.04]
["November",3,"1PM to 2PM",13,"November 3, 2019 13:00","2019-11-03T13:00:00",{"v":81,"d":"81.0"},53.7,26.1,{"v":21,"d":"21.0"},22.72,0.0704,0.14,14.25]
["November",3,"5PM to 6PM",17,{"$f":"A7369&\" \"&B7369&\", \"&$D$5&\" \"&D7369&\":00\"","v":"November 3, 2019 17:00"},{"$f":"DATEVALUE(E7369)+TIMEVALUE(E7369)","v":"2019-11-03T17:00:00"},{"v":75,"d":"75.0"},53.1,32.4,{"v":28,"d":"28.0"},22.39,0.0711,0.18,14.12]
["November",3,"8PM to 9PM",20,"November 3, 2019 20:00","2019-11-03T20:00:00",{"v":63,"d":"63.0"},48.8,34.9,{"v":31,"d":"31.0"},19.94,0.0727,{"v":0.2,"d":"0.20"},13.81]
["November",3,"10PM to 11PM",22,"November 3, 2019 22:00","2019-11-03T22:00:00",{"v":55,"d":"55.0"},43.8,30.9,26.3,17.29,0.0739,0.17,13.59]
["November",4,"4AM to 5AM",4,"November 4, 2019 4:00","2019-11-04T04:00:00",53.1,41.8,{"v":28,"d":"28.0"},{"v":23,"d":"23.0"},{"v":16.3,"d":"16.30"},0.0742,0.15,13.52]
["November",4,"7AM to 8AM",7,"November 4, 2019 7:00","2019-11-04T07:00:00",{"v":54,"d":"54.0"},42.2,{"v":28,"d":"28.0"},{"v":23,"d":"23.0"},16.52,0.0741,0.15,13.55]
["November",4,"8AM to 9AM",8,"November 4, 2019 8:00","2019-11-04T08:00:00",60.3,45.9,29.8,{"v":25,"d":"25.0"},18.35,0.0731,0.16,13.72]
["November",4,"11AM to 12PM",11,"November 4, 2019 11:00","2019-11-04T11:00:00",74.7,51.6,27.7,22.6,21.46,0.0712,0.15,14.09]
["November",4,"2PM to 3PM",14,"November 4, 2019 14:00","2019-11-04T14:00:00",78.4,53.5,28.9,{"v":24,"d":"24.0"},22.58,0.0707,0.16,{"v":14.2,"d":"14.20"}]
["November",4,"6PM to 7PM",18,"November 4, 2019 18:00","2019-11-04T18:00:00",70.3,50.7,30.9,26.3,20.99,0.0717,0.17,13.99]
["November",4,"11PM to 12AM",23,"November 4, 2019 23:00","2019-11-04T23:00:00",59.4,46.6,33.1,28.9,18.73,0.0732,0.19,13.71]
["November",5,"2AM to 3AM",2,"November 5, 2019 2:00","2019-11-05T02:00:00",57.6,45.9,33.4,29.3,18.36,0.0735,0.19,13.66]
["November",5,"5AM to 6AM",5,"November 5, 2019 5:00","2019-11-05T05:00:00",57.4,45.7,33.3,29.1,18.29,0.0735,0.19,13.66]
["November",5,"8AM to 9AM",8,"November 5, 2019 8:00","2019-11-05T08:00:00",{"v":63,"d":"63.0"},48.4,33.4,29.3,19.67,0.0727,0.19,{"v":13.8,"d":"13.80"}]
["November",5,"9AM to 10AM",9,"November 5, 2019 9:00","2019-11-05T09:00:00",{"v":68,"d":"68.0"},50.6,33.6,29.5,20.92,{"v":0.072,"d":"0.0720"},0.19,13.94]
["November",5,"12PM to 1PM",12,"November 5, 2019 12:00","2019-11-05T12:00:00",76.5,53.7,32.4,{"v":28,"d":"28.0"},22.74,0.0709,0.18,14.16]
["November",5,"4PM to 5PM",16,"November 5, 2019 16:00","2019-11-05T16:00:00",{"v":79,"d":"79.0"},54.9,33.1,28.9,23.48,0.0706,0.19,14.23]
["November",5,"7PM to 8PM",19,"November 5, 2019 19:00","2019-11-05T19:00:00",{"v":72,"d":"72.0"},53.7,37.9,35.1,22.75,0.0715,0.23,14.06]
["November",6,"12AM to 1AM",0,"November 6, 2019 0:00","2019-11-06",65.7,51.7,39.4,37.1,21.54,0.0723,0.24,{"v":13.9,"d":"13.90"}]
["November",6,"3AM to 4AM",3,"November 6, 2019 3:00","2019-11-06T03:00:00",62.8,50.9,40.6,{"v":39,"d":"39.0"},21.14,0.0727,0.25,13.83]
["November",6,"6AM to 7AM",6,"November 6, 2019 6:00","2019-11-06T06:00:00",62.1,51.5,42.8,42.4,21.49,0.0728,0.28,13.82]
["November",6,"9AM to 10AM",9,{"$f":"A7433&\" \"&B7433&\", \"&$D$5&\" \"&D7433&\":00\"","v":"November 6, 2019 9:00"},{"$f":"DATEVALUE(E7433)+TIMEVALUE(E7433)","v":"2019-11-06T09:00:00"},{"v":70,"d":"70.0"},53.8,40.5,38.7,22.84,0.0717,0.25,14.02]
["November",6,"10AM to 11AM",{"$f":"IF(D7433+1>23,0,D7433+1)","v":10},"November 6, 2019 10:00","2019-11-06T10:00:00",73.9,54.2,{"v":37,"d":"37.0"},33.8,23.04,0.0712,0.22,14.11]
["November",6,"1PM to 2PM",13,"November 6, 2019 13:00","2019-11-06T13:00:00",{"v":82,"d":"82.0"},57.6,37.9,35.1,25.19,0.0701,0.23,14.33]
["November",6,"5PM to 6PM",17,"November 6, 2019 17:00","2019-11-06T17:00:00",77.7,{"v":56,"d":"56.0"},38.1,35.3,24.18,0.0707,0.23,14.21]
["November",6,"9PM to 10PM",21,"November 6, 2019 21:00","2019-11-06T21:00:00",69.8,{"v":54,"d":"54.0"},{"v":41,"d":"41.0"},39.5,22.92,0.0717,0.26,14.02]
["November",7,"12AM to 1AM",0,"November 7, 2019 0:00","2019-11-07",63.1,51.9,42.6,42.1,21.71,0.0726,0.27,13.85]
["November",7,"4AM to 5AM",4,"November 7, 2019 4:00","2019-11-07T04:00:00",{"v":57,"d":"57.0"},48.1,39.9,37.9,19.57,0.0735,0.25,13.67]
["November",7,"7AM to 8AM",7,"November 7, 2019 7:00","2019-11-07T07:00:00",62.1,50.3,39.9,37.9,20.79,0.0728,0.25,13.81]
["November",7,"8AM to 9AM",8,"November 7, 2019 8:00","2019-11-07T08:00:00",66.7,52.5,40.5,38.7,22.05,0.0722,0.25,13.93]
["November",7,"11AM to 12PM",11,"November 7, 2019 11:00","2019-11-07T11:00:00",77.4,56.5,39.9,37.9,{"v":24.5,"d":"24.50"},0.0707,0.25,14.21]
["November",7,"2PM to 3PM",14,"November 7, 2019 14:00","2019-11-07T14:00:00",80.1,56.8,37.8,34.8,24.67,0.0704,0.23,14.27]
["November",7,"6PM to 7PM",18,"November 7, 2019 18:00","2019-11-07T18:00:00",{"v":72,"d":"72.0"},54.7,40.6,{"v":39,"d":"39.0"},23.36,0.0715,0.25,14.07]
["November",7,"10PM to 11PM",22,"November 7, 2019 22:00","2019-11-07T22:00:00",60.1,48.7,37.9,35.1,19.87,0.0731,0.23,13.75]
["November",8,"1AM to 2AM",1,"November 8, 2019 1:00","2019-11-08T01:00:00",{"v":55,"d":"55.0"},46.1,{"v":37,"d":"37.0"},33.8,18.46,0.0738,0.22,13.61]
["November",8,"5AM to 6AM",5,"November 8, 2019 5:00","2019-11-08T05:00:00",56.7,47.5,38.8,36.3,19.24,0.0736,0.24,13.66]
["November",8,"8AM to 9AM",8,"November 8, 2019 8:00","2019-11-08T08:00:00",63.7,51.4,40.8,39.3,{"v":21.4,"d":"21.40"},0.0726,0.26,13.86]
["November",8,"9AM to 10AM",9,"November 8, 2019 9:00","2019-11-08T09:00:00",69.3,53.3,39.7,37.6,{"v":22.5,"d":"22.50"},0.0718,0.25,{"v":14,"d":"14.00"}]
["November",8,"12PM to 1PM",12,"November 8, 2019 12:00","2019-11-08T12:00:00",{"v":79,"d":"79.0"},56.1,36.9,33.6,24.22,0.0706,0.22,14.24]
["November",8,"3PM to 4PM",15,"November 8, 2019 15:00","2019-11-08T15:00:00",{"v":81,"d":"81.0"},56.2,34.9,{"v":31,"d":"31.0"},{"v":24.3,"d":"24.30"},0.0703,{"v":0.2,"d":"0.20"},14.29]
["November",8,"7PM to 8PM",19,"November 8, 2019 19:00","2019-11-08T19:00:00",69.1,52.9,{"v":39,"d":"39.0"},36.6,22.29,0.0719,0.24,13.99]
["November",8,"11PM to 12AM",23,"November 8, 2019 23:00","2019-11-08T23:00:00",56.7,46.1,35.1,31.3,18.45,0.0736,{"v":0.2,"d":"0.20"},13.64]
["November",9,"2AM to 3AM",{"$f":"IF(D7497+1>23,0,D7497+1)","v":2},"November 9, 2019 2:00","2019-11-09T02:00:00",53.6,44.1,33.8,29.7,17.47,0.0741,0.19,13.56]
["November",9,"6AM to 7AM",6,"November 9, 2019 6:00","2019-11-09T06:00:00",53.6,44.3,34.3,30.4,17.57,0.0741,{"v":0.2,"d":"0.20"},13.56]
["November",9,"9AM to 10AM",9,"November 9, 2019 9:00","2019-11-09T09:00:00",69.3,52.1,36.5,33.1,21.79,0.0719,0.22,13.98]
["November",9,"10AM to 11AM",10,"November 9, 2019 10:00","2019-11-09T10:00:00",{"v":77,"d":"77.0"},54.4,{"v":34,"d":"34.0"},29.9,23.17,0.0708,{"v":0.2,"d":"0.20"},14.18]
["November",9,"1PM to 2PM",13,"November 9, 2019 13:00","2019-11-09T13:00:00",{"v":81,"d":"81.0"},{"v":56,"d":"56.0"},{"v":34,"d":"34.0"},29.9,24.12,0.0703,{"v":0.2,"d":"0.20"},14.28]
["November",9,"4PM to 5PM",16,"November 9, 2019 16:00","2019-11-09T16:00:00",80.1,54.7,30.9,26.3,23.34,0.0705,0.17,14.25]
["November",9,"8PM to 9PM",20,"November 9, 2019 20:00","2019-11-09T20:00:00",{"v":63,"d":"63.0"},49.8,37.6,34.6,20.49,0.0727,0.23,13.82]
["November",10,"12AM to 1AM",0,"November 10, 2019 0:00","2019-11-10",53.6,44.5,34.9,{"v":31,"d":"31.0"},17.68,0.0741,{"v":0.2,"d":"0.20"},13.56]
["November",10,"4AM to 5AM",4,"November 10, 2019 4:00","2019-11-10T04:00:00",{"v":48,"d":"48.0"},40.7,{"v":32,"d":"32.0"},27.6,{"v":15.8,"d":"15.80"},0.0749,0.18,13.41]
["November",10,"7AM to 8AM",7,"November 10, 2019 7:00","2019-11-10T07:00:00",{"v":50,"d":"50.0"},{"v":41,"d":"41.0"},{"v":30,"d":"30.0"},25.2,15.91,0.0746,0.16,13.45]
["November",10,"10AM to 11AM",10,"November 10, 2019 10:00","2019-11-10T10:00:00",{"v":70,"d":"70.0"},51.3,33.1,28.9,{"v":21.3,"d":"21.30"},0.0718,0.19,13.99]
["November",10,"11AM to 12PM",11,"November 10, 2019 11:00","2019-11-10T11:00:00",73.4,52.4,32.2,27.8,21.97,0.0713,0.18,14.08]
["November",10,"2PM to 3PM",14,"November 10, 2019 14:00","2019-11-10T14:00:00",79.7,54.3,29.8,{"v":25,"d":"25.0"},23.05,0.0705,0.16,14.23]
["November",10,"5PM to 6PM",17,"November 10, 2019 17:00","2019-11-10T17:00:00",74.7,52.6,31.1,26.5,22.07,0.0712,0.17,14.11]
["November",10,"10PM to 11PM",22,"November 10, 2019 22:00","2019-11-10T22:00:00",{"v":57,"d":"57.0"},45.8,{"v":34,"d":"34.0"},29.9,18.33,0.0736,{"v":0.2,"d":"0.20"},13.65]
["November",11,"1AM to 2AM",1,"November 11, 2019 1:00","2019-11-11T01:00:00",53.1,{"v":44,"d":"44.0"},{"v":34,"d":"34.0"},29.9,17.38,0.0741,{"v":0.2,"d":"0.20"},13.55]
["November",11,"5AM to 6AM",5,"November 11, 2019 5:00","2019-11-11T05:00:00",{"v":50,"d":"50.0"},41.4,31.3,26.7,16.14,0.0746,0.17,13.45]
["November",11,"8AM to 9AM",8,"November 11, 2019 8:00","2019-11-11T08:00:00",57.4,45.7,33.3,29.1,18.29,0.0735,0.19,13.66]
["November",11,"11AM to 12PM",11,"November 11, 2019 11:00","2019-11-11T11:00:00",75.9,53.4,{"v":32,"d":"32.0"},27.6,22.55,{"v":0.071,"d":"0.0710"},0.18,14.14]
["November",11,"12PM to 1PM",12,"November 11, 2019 12:00","2019-11-11T12:00:00",80.1,55.3,32.7,28.4,23.67,0.0704,0.19,14.25]
["November",11,"3PM to 4PM",15,"November 11, 2019 15:00","2019-11-11T15:00:00",{"v":84,"d":"84.0"},56.9,33.1,28.9,{"v":24.7,"d":"24.70"},0.0699,0.19,14.36]
["November",11,"6PM to 7PM",{"$f":"IF(D7561+1>23,0,D7561+1)","v":18},"November 11, 2019 18:00","2019-11-11T18:00:00",75.4,54.5,36.1,32.6,{"v":23.2,"d":"23.20"},{"v":0.071,"d":"0.0710"},0.21,14.14]
["November",11,"11PM to 12AM",23,"November 11, 2019 23:00","2019-11-11T23:00:00",59.7,47.6,35.4,31.7,19.26,0.0732,0.21,13.73]
["November",12,"2AM to 3AM",2,"November 12, 2019 2:00","2019-11-12T02:00:00",55.8,45.7,35.2,31.5,18.27,0.0737,0.21,13.62]
["November",12,"6AM to 7AM",6,"November 12, 2019 6:00","2019-11-12T06:00:00",55.8,44.9,33.1,28.9,17.86,0.0738,0.19,13.61]
["November",12,"9AM to 10AM",9,"November 12, 2019 9:00","2019-11-12T09:00:00",73.8,52.7,32.5,28.2,22.12,0.0713,0.18,14.09]
["November",12,"12PM to 1PM",12,"November 12, 2019 12:00","2019-11-12T12:00:00",{"v":88,"d":"88.0"},56.4,25.5,20.4,24.33,0.0695,0.13,14.44]
["November",12,"1PM to 2PM",13,"November 12, 2019 13:00","2019-11-12T13:00:00",{"v":91,"d":"91.0"},57.4,{"v":25,"d":"25.0"},19.9,24.99,0.0691,0.13,14.52]
["November",12,"7PM to 8PM",19,"November 12, 2019 19:00","2019-11-12T19:00:00",71.1,49.1,24.1,19.1,20.04,0.0717,0.12,13.99]
["November",12,"9PM to 10PM",21,"November 12, 2019 21:00","2019-11-12T21:00:00",66.4,47.8,27.1,{"v":22,"d":"22.0"},19.37,0.0723,0.14,13.87]
["November",13,"12AM to 1AM",0,"November 13, 2019 0:00","2019-11-13",59.9,45.1,{"v":28,"d":"28.0"},{"v":23,"d":"23.0"},17.95,0.0732,0.15,{"v":13.7,"d":"13.70"}]
["November",13,"3AM to 4AM",3,"November 13, 2019 3:00","2019-11-13T03:00:00",56.7,43.7,28.4,23.4,17.23,0.0737,0.15,13.62]
["November",13,"7AM to 8AM",7,"November 13, 2019 7:00","2019-11-13T07:00:00",{"v":59,"d":"59.0"},44.7,{"v":28,"d":"28.0"},{"v":23,"d":"23.0"},17.74,0.0733,0.15,13.68]
["November",13,"10AM to 11AM",10,"November 13, 2019 10:00","2019-11-13T10:00:00",{"v":84,"d":"84.0"},55.5,{"v":28,"d":"28.0"},{"v":23,"d":"23.0"},23.78,{"v":0.07,"d":"0.0700"},0.15,14.34]
["November",13,"1PM to 2PM",13,"November 13, 2019 13:00","2019-11-13T13:00:00",{"v":88,"d":"88.0"},{"v":57,"d":"57.0"},{"v":28,"d":"28.0"},{"v":23,"d":"23.0"},24.73,0.0695,0.15,14.45]
["November",13,"2PM to 3PM",14,"November 13, 2019 14:00","2019-11-13T14:00:00",{"v":88,"d":"88.0"},57.8,31.1,26.5,25.28,0.0694,0.17,14.46]
["November",13,"8PM to 9PM",20,"November 13, 2019 20:00","2019-11-13T20:00:00",{"v":64,"d":"64.0"},49.9,36.5,33.1,20.53,0.0726,0.22,13.85]
["November",13,"10PM to 11PM",22,"November 13, 2019 22:00","2019-11-13T22:00:00",60.1,48.3,{"v":37,"d":"37.0"},33.8,19.68,0.0731,0.22,13.74]
["November",14,"1AM to 2AM",1,"November 14, 2019 1:00","2019-11-14T01:00:00",{"v":54,"d":"54.0"},42.2,{"v":28,"d":"28.0"},{"v":23,"d":"23.0"},16.52,0.0741,0.15,13.55]
["November",14,"4AM to 5AM",4,"November 14, 2019 4:00","2019-11-14T04:00:00",{"v":54,"d":"54.0"},42.2,{"v":28,"d":"28.0"},{"v":23,"d":"23.0"},16.52,0.0741,0.15,13.55]
["November",14,"8AM to 9AM",8,"November 14, 2019 8:00","2019-11-14T08:00:00",{"v":61,"d":"61.0"},46.9,31.8,27.4,{"v":18.9,"d":"18.90"},{"v":0.073,"d":"0.0730"},0.18,13.75]
["November",14,"11AM to 12PM",11,"November 14, 2019 11:00","2019-11-14T11:00:00",78.6,53.6,29.1,24.2,22.66,0.0707,0.16,{"v":14.2,"d":"14.20"}]
["November",14,"12PM to 1PM",12,"November 14, 2019 12:00","2019-11-14T12:00:00",82.4,55.5,30.4,25.6,{"v":23.8,"d":"23.80"},0.0702,0.17,14.31]
["November",14,"5PM to 6PM",17,"November 14, 2019 17:00","2019-11-14T17:00:00",78.3,54.9,{"v":34,"d":"34.0"},29.9,23.47,0.0707,{"v":0.2,"d":"0.20"},14.21]
["November",14,"7PM to 8PM",19,"November 14, 2019 19:00","2019-11-14T19:00:00",66.9,50.3,{"v":34,"d":"34.0"},29.9,20.73,0.0722,{"v":0.2,"d":"0.20"},13.91]
["November",14,"11PM to 12AM",23,"November 14, 2019 23:00","2019-11-14T23:00:00",56.3,45.8,34.7,30.8,{"v":18.3,"d":"18.30"},0.0737,{"v":0.2,"d":"0.20"},13.63]
["November",15,"2AM to 3AM",2,"November 15, 2019 2:00","2019-11-15T02:00:00",52.7,42.5,30.6,25.9,16.66,0.0742,0.17,13.52]
["November",15,"5AM to 6AM",5,"November 15, 2019 5:00","2019-11-15T05:00:00",{"v":52,"d":"52.0"},41.7,29.3,24.4,16.26,0.0743,0.16,{"v":13.5,"d":"13.50"}]
["November",15,"9AM to 10AM",9,"November 15, 2019 9:00","2019-11-15T09:00:00",65.3,49.3,33.1,28.9,20.17,0.0724,0.19,13.87]
["November",15,"12PM to 1PM",12,"November 15, 2019 12:00","2019-11-15T12:00:00",80.1,54.5,30.2,25.4,{"v":23.2,"d":"23.20"},0.0705,0.17,14.24]
["November",15,"1PM to 2PM",13,"November 15, 2019 13:00","2019-11-15T13:00:00",{"v":84,"d":"84.0"},{"v":55,"d":"55.0"},26.1,{"v":21,"d":"21.0"},23.46,{"v":0.07,"d":"0.0700"},0.14,14.33]
["November",15,"6PM to 7PM",18,"November 15, 2019 18:00","2019-11-15T18:00:00",73.4,52.8,33.4,29.3,{"v":22.2,"d":"22.20"},0.0713,0.19,14.08]
["November",15,"8PM to 9PM",20,"November 15, 2019 20:00","2019-11-15T20:00:00",64.6,49.2,{"v":34,"d":"34.0"},29.9,20.16,0.0725,{"v":0.2,"d":"0.20"},13.85]
["November",16,"12AM to 1AM",0,"November 16, 2019 0:00","2019-11-16",54.7,43.4,30.4,25.6,{"v":17.1,"d":"17.10"},0.0739,0.17,13.57]
["November",16,"3AM to 4AM",3,"November 16, 2019 3:00","2019-11-16T03:00:00",51.1,41.6,30.2,25.4,{"v":16.2,"d":"16.20"},0.0745,0.17,13.48]
["November",16,"6AM to 7AM",6,"November 16, 2019 6:00","2019-11-16T06:00:00",{"v":52,"d":"52.0"},42.1,30.4,25.6,16.45,0.0743,0.17,{"v":13.5,"d":"13.50"}]
["November",16,"10AM to 11AM",10,"November 16, 2019 10:00","2019-11-16T10:00:00",{"v":66,"d":"66.0"},47.9,{"v":28,"d":"28.0"},{"v":23,"d":"23.0"},19.43,0.0724,0.15,13.87]
["November",16,"1PM to 2PM",13,"November 16, 2019 13:00","2019-11-16T13:00:00",{"v":77,"d":"77.0"},52.1,26.1,{"v":21,"d":"21.0"},21.76,0.0709,0.14,14.15]
["November",16,"3PM to 4PM",15,"November 16, 2019 15:00","2019-11-16T15:00:00",{"v":77,"d":"77.0"},52.7,{"v":28,"d":"28.0"},{"v":23,"d":"23.0"},22.08,0.0709,0.15,14.16]
["November",16,"6PM to 7PM",18,"November 16, 2019 18:00","2019-11-16T18:00:00",68.9,50.7,32.5,28.2,20.94,0.0719,0.18,13.96]
["November",16,"9PM to 10PM",21,"November 16, 2019 21:00","2019-11-16T21:00:00",62.2,48.5,34.9,{"v":31,"d":"31.0"},19.77,0.0728,{"v":0.2,"d":"0.20"},13.79]
["November",17,"1AM to 2AM",1,{"$f":"A7689&\" \"&B7689&\", \"&$D$5&\" \"&D7689&\":00\"","v":"November 17, 2019 1:00"},{"$f":"DATEVALUE(E7689)+TIMEVALUE(E7689)","v":"2019-11-17T01:00:00"},{"v":54,"d":"54.0"},45.6,{"v":37,"d":"37.0"},33.8,{"v":18.2,"d":"18.20"},{"v":0.074,"d":"0.0740"},0.22,13.58]
["November",17,"4AM to 5AM",4,"November 17, 2019 4:00","2019-11-17T04:00:00",{"v":52,"d":"52.0"},42.3,30.9,26.3,16.55,0.0743,0.17,13.51]
["November",17,"8AM to 9AM",8,"November 17, 2019 8:00","2019-11-17T08:00:00",60.1,46.2,31.1,26.5,18.54,0.0732,0.17,13.72]
["November",17,"11AM to 12PM",11,"November 17, 2019 11:00","2019-11-17T11:00:00",76.3,52.6,28.8,23.8,22.03,{"v":0.071,"d":"0.0710"},0.16,14.14]
["November",17,"2PM to 3PM",14,"November 17, 2019 14:00","2019-11-17T14:00:00",{"v":81,"d":"81.0"},{"v":55,"d":"55.0"},30.7,26.1,23.52,0.0703,0.17,14.27]
["November",17,"4PM to 5PM",16,"November 17, 2019 16:00","2019-11-17T16:00:00",{"v":81,"d":"81.0"},54.5,28.9,{"v":24,"d":"24.0"},23.19,0.0704,0.16,14.26]
["November",17,"7PM to 8PM",19,"November 17, 2019 19:00","2019-11-17T19:00:00",64.9,48.1,{"v":30,"d":"30.0"},25.2,19.52,0.0725,0.16,13.84]
["November",17,"10PM to 11PM",22,"November 17, 2019 22:00","2019-11-17T22:00:00",{"v":59,"d":"59.0"},46.4,33.1,28.9,18.65,0.0733,0.19,{"v":13.7,"d":"13.70"}]
["November",18,"2AM to 3AM",2,"November 18, 2019 2:00","2019-11-18T02:00:00",51.6,42.2,31.1,26.5,{"v":16.5,"d":"16.50"},0.0744,0.17,{"v":13.5,"d":"13.50"}]
["November",18,"5AM to 6AM",5,"November 18, 2019 5:00","2019-11-18T05:00:00",50.5,41.9,31.6,27.2,16.34,0.0745,0.18,13.47]
["November",18,"9AM to 10AM",9,"November 18, 2019 9:00","2019-11-18T09:00:00",{"v":68,"d":"68.0"},50.9,34.5,30.6,21.09,{"v":0.072,"d":"0.0720"},{"v":0.2,"d":"0.20"},13.94]
["November",18,"12PM to 1PM",12,"November 18, 2019 12:00","2019-11-18T12:00:00",79.7,56.2,36.3,32.9,24.28,0.0705,0.21,14.26]
["November",18,"1PM to 2PM",13,"November 18, 2019 13:00","2019-11-18T13:00:00",{"v":82,"d":"82.0"},57.6,37.9,35.1,25.19,0.0701,0.23,14.33]
["November",18,"5PM to 6PM",17,"November 18, 2019 17:00","2019-11-18T17:00:00",77.4,57.2,41.7,40.7,24.93,0.0707,0.26,14.22]
["November",18,"8PM to 9PM",20,"November 18, 2019 20:00","2019-11-18T20:00:00",65.3,52.1,{"v":41,"d":"41.0"},39.5,21.83,0.0724,0.26,{"v":13.9,"d":"13.90"}]
["November",18,"11PM to 12AM",23,"November 18, 2019 23:00","2019-11-18T23:00:00",58.6,48.3,38.5,35.8,19.64,0.0733,0.23,13.71]
["November",19,"3AM to 4AM",3,"November 19, 2019 3:00","2019-11-19T03:00:00",54.7,45.5,{"v":36,"d":"36.0"},32.4,18.15,0.0739,0.21,{"v":13.6,"d":"13.60"}]
["November",19,"6AM to 7AM",6,"November 19, 2019 6:00","2019-11-19T06:00:00",53.4,44.8,35.8,32.2,17.81,0.0741,0.21,13.56]
["November",19,"10AM to 11AM",10,"November 19, 2019 10:00","2019-11-19T10:00:00",{"v":70,"d":"70.0"},{"v":54,"d":"54.0"},{"v":41,"d":"41.0"},39.5,22.97,0.0717,0.26,14.02]
["November",19,"1PM to 2PM",13,"November 19, 2019 13:00","2019-11-19T13:00:00",78.1,57.9,{"v":43,"d":"43.0"},42.7,25.43,0.0706,0.28,14.25]
["November",19,"2PM to 3PM",14,"November 19, 2019 14:00","2019-11-19T14:00:00",77.7,57.5,42.1,41.2,25.11,0.0707,0.27,14.23]
["November",19,"6PM to 7PM",{"$f":"IF(D7753+1>23,0,D7753+1)","v":18},"November 19, 2019 18:00","2019-11-19T18:00:00",71.8,55.8,43.5,43.6,24.04,0.0714,0.28,14.08]
["November",19,"9PM to 10PM",21,"November 19, 2019 21:00","2019-11-19T21:00:00",64.4,53.2,44.4,45.2,22.49,0.0724,0.29,13.89]
["November",20,"1AM to 2AM",1,"November 20, 2019 1:00","2019-11-20T01:00:00",{"v":55,"d":"55.0"},48.6,{"v":43,"d":"43.0"},42.7,19.84,0.0738,0.28,13.64]
["November",20,"4AM to 5AM",4,"November 20, 2019 4:00","2019-11-20T04:00:00",{"v":55,"d":"55.0"},47.7,{"v":41,"d":"41.0"},39.5,19.35,0.0738,0.26,13.63]
["November",20,"7AM to 8AM",7,"November 20, 2019 7:00","2019-11-20T07:00:00",{"v":54,"d":"54.0"},46.7,39.9,37.9,18.83,{"v":0.074,"d":"0.0740"},0.25,13.59]
["November",20,"11AM to 12PM",11,"November 20, 2019 11:00","2019-11-20T11:00:00",{"v":70,"d":"70.0"},54.1,41.2,39.8,23.01,0.0717,0.26,14.02]
["November",20,"3PM to 4PM",15,"November 20, 2019 15:00","2019-11-20T15:00:00",73.4,55.1,40.1,38.2,23.58,0.0713,0.25,14.11]
["November",20,"6PM to 7PM",18,"November 20, 2019 18:00","2019-11-20T18:00:00",66.4,53.8,43.9,44.2,22.82,0.0722,0.29,13.94]
["November",20,"7PM to 8PM",19,"November 20, 2019 19:00","2019-11-20T19:00:00",{"v":63,"d":"63.0"},52.5,44.1,44.5,22.04,0.0726,0.29,13.85]
["November",20,"10PM to 11PM",22,"November 20, 2019 22:00","2019-11-20T22:00:00",55.9,47.3,{"v":39,"d":"39.0"},36.6,{"v":19.1,"d":"19.10"},0.0737,0.24,13.64]
["November",21,"2AM to 3AM",2,"November 21, 2019 2:00","2019-11-21T02:00:00",53.1,45.6,38.3,35.6,18.25,0.0741,0.23,13.56]
["November",21,"5AM to 6AM",5,"November 21, 2019 5:00","2019-11-21T05:00:00",53.8,46.1,38.5,35.8,18.46,{"v":0.074,"d":"0.0740"},0.23,13.58]
["November",21,"8AM to 9AM",8,"November 21, 2019 8:00","2019-11-21T08:00:00",58.6,49.2,40.6,{"v":39,"d":"39.0"},20.13,0.0733,0.25,13.72]
["November",21,"12PM to 1PM",12,"November 21, 2019 12:00","2019-11-21T12:00:00",{"v":70,"d":"70.0"},54.1,41.2,39.8,23.01,0.0717,0.26,14.02]
["November",21,"4PM to 5PM",16,"November 21, 2019 16:00","2019-11-21T16:00:00",71.1,55.3,{"v":43,"d":"43.0"},42.7,23.72,0.0715,0.28,14.06]
["November",21,"5PM to 6PM",17,"November 21, 2019 17:00","2019-11-21T17:00:00",69.1,{"v":56,"d":"56.0"},46.4,48.7,24.18,0.0718,0.32,14.03]
["November",21,"8PM to 9PM",20,"November 21, 2019 20:00","2019-11-21T20:00:00",62.6,56.8,53.1,62.6,24.77,0.0726,0.41,{"v":13.9,"d":"13.90"}]
["November",21,"11PM to 12AM",23,"November 21, 2019 23:00","2019-11-21T23:00:00",57.6,56.2,55.4,68.3,24.42,0.0733,0.44,13.78]
["November",22,"3AM to 4AM",3,"November 22, 2019 3:00","2019-11-22T03:00:00",{"v":57,"d":"57.0"},{"v":56,"d":"56.0"},55.4,68.3,24.29,0.0733,0.44,13.77]
["November",22,"6AM to 7AM",6,"November 22, 2019 6:00","2019-11-22T06:00:00",56.3,55.6,55.2,67.9,24.05,0.0734,0.44,13.75]
["November",22,"9AM to 10AM",9,{"$f":"A7817&\" \"&B7817&\", \"&$D$5&\" \"&D7817&\":00\"","v":"November 22, 2019 9:00"},{"$f":"DATEVALUE(E7817)+TIMEVALUE(E7817)","v":"2019-11-22T09:00:00"},60.1,57.9,56.7,71.6,25.54,0.0729,0.46,13.86]
["November",22,"1PM to 2PM",13,"November 22, 2019 13:00","2019-11-22T13:00:00",66.9,57.8,{"v":52,"d":"52.0"},60.2,25.44,{"v":0.072,"d":"0.0720"},0.39,14.01]
["November",22,"5PM to 6PM",17,"November 22, 2019 17:00","2019-11-22T17:00:00",65.7,57.6,52.3,{"v":61,"d":"61.0"},25.26,0.0722,{"v":0.4,"d":"0.40"},13.98]
["November",22,"6PM to 7PM",18,"November 22, 2019 18:00","2019-11-22T18:00:00",64.2,56.7,51.8,59.8,24.72,0.0724,0.39,13.93]
["November",22,"9PM to 10PM",21,"November 22, 2019 21:00","2019-11-22T21:00:00",58.3,{"v":55,"d":"55.0"},52.9,62.2,23.65,0.0732,{"v":0.4,"d":"0.40"},13.78]
["November",23,"12AM to 1AM",0,"November 23, 2019 0:00","2019-11-23",54.7,53.7,53.1,62.6,22.84,0.0737,0.41,13.69]
["November",23,"4AM to 5AM",4,"November 23, 2019 4:00","2019-11-23T04:00:00",{"v":54,"d":"54.0"},53.4,53.1,62.6,22.66,0.0738,0.41,13.67]
["November",23,"7AM to 8AM",7,"November 23, 2019 7:00","2019-11-23T07:00:00",{"v":54,"d":"54.0"},52.8,{"v":52,"d":"52.0"},60.2,22.28,0.0738,0.39,13.66]
["November",23,"10AM to 11AM",10,"November 23, 2019 10:00","2019-11-23T10:00:00",60.1,{"v":57,"d":"57.0"},{"v":55,"d":"55.0"},67.4,{"v":24.9,"d":"24.90"},0.0729,0.44,13.85]
["November",23,"2PM to 3PM",14,"November 23, 2019 14:00","2019-11-23T14:00:00",{"v":66,"d":"66.0"},56.7,50.4,56.6,24.67,0.0721,0.37,13.97]
["November",23,"6PM to 7PM",18,"November 23, 2019 18:00","2019-11-23T18:00:00",61.3,56.3,53.1,62.6,24.47,0.0728,0.41,13.87]
["November",23,"7PM to 8PM",19,"November 23, 2019 19:00","2019-11-23T19:00:00",{"v":59,"d":"59.0"},55.9,{"v":54,"d":"54.0"},64.8,24.23,0.0731,0.42,13.81]
["November",23,"10PM to 11PM",22,"November 23, 2019 22:00","2019-11-23T22:00:00",{"v":54,"d":"54.0"},52.8,{"v":52,"d":"52.0"},60.2,22.28,0.0738,0.39,13.66]
["November",24,"1AM to 2AM",1,"November 24, 2019 1:00","2019-11-24T01:00:00",51.1,50.5,{"v":50,"d":"50.0"},55.9,20.91,0.0743,0.36,13.57]
["November",24,"5AM to 6AM",5,"November 24, 2019 5:00","2019-11-24T05:00:00",48.6,48.3,{"v":48,"d":"48.0"},51.8,19.67,0.0747,0.34,13.49]
["November",24,"8AM to 9AM",8,"November 24, 2019 8:00","2019-11-24T08:00:00",52.7,50.1,{"v":48,"d":"48.0"},51.8,20.68,0.0741,0.34,{"v":13.6,"d":"13.60"}]
["November",24,"11AM to 12PM",11,"November 24, 2019 11:00","2019-11-24T11:00:00",{"v":64,"d":"64.0"},55.9,50.4,56.6,24.19,0.0724,0.37,13.92]
["November",24,"4PM to 5PM",16,"November 24, 2019 16:00","2019-11-24T16:00:00",{"v":68,"d":"68.0"},55.8,46.9,49.7,24.08,0.0719,0.32,{"v":14,"d":"14.00"}]
["November",24,"7PM to 8PM",19,"November 24, 2019 19:00","2019-11-24T19:00:00",{"v":59,"d":"59.0"},53.8,{"v":50,"d":"50.0"},55.9,22.84,0.0731,0.36,13.78]
["November",24,"8PM to 9PM",20,"November 24, 2019 20:00","2019-11-24T20:00:00",56.7,52.8,{"v":50,"d":"50.0"},55.9,22.27,0.0735,0.36,13.72]
["November",24,"11PM to 12AM",23,"November 24, 2019 23:00","2019-11-24T23:00:00",51.3,49.5,48.2,52.2,20.39,0.0743,0.34,13.57]
["November",25,"2AM to 3AM",{"$f":"IF(D7881+1>23,0,D7881+1)","v":2},"November 25, 2019 2:00","2019-11-25T02:00:00",48.9,47.5,46.4,48.7,19.28,0.0746,0.32,13.49]
["November",25,"6AM to 7AM",6,"November 25, 2019 6:00","2019-11-25T06:00:00",46.4,45.5,44.8,45.8,18.21,{"v":0.075,"d":"0.0750"},{"v":0.3,"d":"0.30"},13.42]
["November",25,"9AM to 10AM",9,"November 25, 2019 9:00","2019-11-25T09:00:00",57.4,51.5,46.9,49.7,{"v":21.5,"d":"21.50"},0.0734,0.32,13.72]
["November",25,"12PM to 1PM",12,"November 25, 2019 12:00","2019-11-25T12:00:00",67.6,54.5,44.4,45.2,23.28,{"v":0.072,"d":"0.0720"},0.29,13.98]
["November",25,"5PM to 6PM",17,"November 25, 2019 17:00","2019-11-25T17:00:00",66.7,54.8,45.9,47.7,23.46,0.0721,0.31,13.96]
["November",25,"8PM to 9PM",20,"November 25, 2019 20:00","2019-11-25T20:00:00",58.5,52.7,48.4,52.5,22.19,0.0732,0.34,13.76]
["November",25,"9PM to 10PM",21,"November 25, 2019 21:00","2019-11-25T21:00:00",56.7,52.2,48.9,53.6,21.92,0.0735,0.35,13.71]
["November",26,"12AM to 1AM",0,"November 26, 2019 0:00","2019-11-26",52.3,50.1,48.4,52.5,{"v":20.7,"d":"20.70"},0.0741,0.34,{"v":13.6,"d":"13.60"}]
["November",26,"4AM to 5AM",4,"November 26, 2019 4:00","2019-11-26T04:00:00",51.1,48.8,46.9,49.7,19.96,0.0743,0.32,13.55]
["November",26,"7AM to 8AM",7,"November 26, 2019 7:00","2019-11-26T07:00:00",53.1,50.7,48.9,53.6,21.05,{"v":0.074,"d":"0.0740"},0.35,13.62]
["November",26,"9AM to 10AM",9,"November 26, 2019 9:00","2019-11-26T09:00:00",{"v":61,"d":"61.0"},53.7,48.4,52.5,22.81,0.0729,0.34,13.83]
["November",26,"3PM to 4PM",15,"November 26, 2019 15:00","2019-11-26T15:00:00",73.4,58.7,48.9,53.6,{"v":26,"d":"26.00"},0.0712,0.35,14.16]
["November",26,"6PM to 7PM",18,"November 26, 2019 18:00","2019-11-26T18:00:00",69.6,58.8,51.8,59.8,26.04,0.0716,0.39,14.08]
["November",26,"9PM to 10PM",21,"November 26, 2019 21:00","2019-11-26T21:00:00",62.8,{"v":59,"d":"59.0"},56.8,{"v":72,"d":"72.0"},26.28,0.0725,0.47,13.93]
["November",26,"10PM to 11PM",22,"November 26, 2019 22:00","2019-11-26T22:00:00",60.1,58.7,57.9,{"v":75,"d":"75.0"},26.07,0.0729,0.48,13.87]
["November",27,"1AM to 2AM",1,"November 27, 2019 1:00","2019-11-27T01:00:00",60.1,58.2,{"v":57,"d":"57.0"},72.5,25.69,0.0729,0.47,13.86]
["November",27,"5AM to 6AM",5,"November 27, 2019 5:00","2019-11-27T05:00:00",58.3,56.2,54.9,{"v":67,"d":"67.0"},24.39,0.0732,0.43,{"v":13.8,"d":"13.80"}]
["November",27,"8AM to 9AM",8,"November 27, 2019 8:00","2019-11-27T08:00:00",59.4,56.6,54.9,{"v":67,"d":"67.0"},24.65,{"v":0.073,"d":"0.0730"},0.43,13.83]
["November",27,"10AM to 11AM",10,"November 27, 2019 10:00","2019-11-27T10:00:00",{"v":64,"d":"64.0"},57.8,{"v":54,"d":"54.0"},64.8,25.46,0.0724,0.42,13.95]
["November",27,"4PM to 5PM",16,"November 27, 2019 16:00","2019-11-27T16:00:00",{"v":66,"d":"66.0"},58.6,{"v":54,"d":"54.0"},64.8,25.94,0.0721,0.42,{"v":14,"d":"14.00"}]
["November",27,"7PM to 8PM",19,"November 27, 2019 19:00","2019-11-27T19:00:00",62.1,57.7,{"v":55,"d":"55.0"},67.4,25.38,0.0726,0.44,{"v":13.9,"d":"13.90"}]
["November",27,"10PM to 11PM",22,"November 27, 2019 22:00","2019-11-27T22:00:00",55.9,54.7,{"v":54,"d":"54.0"},64.8,23.48,0.0735,0.42,13.73]
["November",27,"11PM to 12AM",23,"November 27, 2019 23:00","2019-11-27T23:00:00",55.9,54.7,{"v":54,"d":"54.0"},64.8,23.48,0.0735,0.42,13.73]
["November",28,"2AM to 3AM",2,"November 28, 2019 2:00","2019-11-28T02:00:00",54.7,53.5,52.7,61.8,22.71,0.0737,{"v":0.4,"d":"0.40"},13.69]
["November",28,"6AM to 7AM",6,"November 28, 2019 6:00","2019-11-28T06:00:00",{"v":50,"d":"50.0"},49.7,49.5,54.7,20.47,0.0744,0.36,13.54]
["November",28,"11AM to 12PM",11,"November 28, 2019 11:00","2019-11-28T11:00:00",58.6,56.1,54.5,66.1,24.34,0.0731,0.43,13.81]
["November",28,"1PM to 2PM",13,"November 28, 2019 13:00","2019-11-28T13:00:00",{"v":66,"d":"66.0"},58.6,{"v":54,"d":"54.0"},64.8,25.94,0.0721,0.42,{"v":14,"d":"14.00"}]
["November",28,"5PM to 6PM",17,"November 28, 2019 17:00","2019-11-28T17:00:00",{"v":64,"d":"64.0"},57.5,53.4,63.5,25.26,0.0724,0.41,13.94]
["November",28,"8PM to 9PM",20,"November 28, 2019 20:00","2019-11-28T20:00:00",{"v":59,"d":"59.0"},56.3,54.5,66.1,24.43,0.0731,0.43,13.82]
["November",28,"9PM to 10PM",21,"November 28, 2019 21:00","2019-11-28T21:00:00",56.1,54.3,53.1,62.6,23.19,0.0735,0.41,13.73]
["November",29,"12AM to 1AM",0,"November 29, 2019 0:00","2019-11-29",51.1,{"v":50,"d":"50.0"},49.1,{"v":54,"d":"54.0"},20.62,0.0743,0.35,13.57]
["November",29,"3AM to 4AM",3,"November 29, 2019 3:00","2019-11-29T03:00:00",{"v":48,"d":"48.0"},44.7,41.5,40.4,17.77,0.0748,0.26,13.44]
["November",29,"7AM to 8AM",7,"November 29, 2019 7:00","2019-11-29T07:00:00",44.1,{"v":42,"d":"42.0"},39.9,37.9,16.43,0.0754,0.25,13.33]
["November",29,"12PM to 1PM",12,"November 29, 2019 12:00","2019-11-29T12:00:00",54.7,45.8,36.9,33.6,18.33,0.0739,0.22,{"v":13.6,"d":"13.60"}]
["November",29,"2PM to 3PM",14,"November 29, 2019 14:00","2019-11-29T14:00:00",55.9,46.3,36.5,33.1,18.57,0.0737,0.22,13.63]
["November",29,"6PM to 7PM",18,"November 29, 2019 18:00","2019-11-29T18:00:00",{"v":52,"d":"52.0"},46.6,41.7,40.7,18.78,0.0742,0.26,13.55]
["November",29,"9PM to 10PM",21,"November 29, 2019 21:00","2019-11-29T21:00:00",{"v":48,"d":"48.0"},45.1,42.4,41.8,{"v":18,"d":"18.00"},0.0748,0.27,13.45]
["November",29,"10PM to 11PM",22,"November 29, 2019 22:00","2019-11-29T22:00:00",46.9,44.4,42.1,41.2,17.64,{"v":0.075,"d":"0.0750"},0.27,13.42]
["November",30,"1AM to 2AM",1,"November 30, 2019 1:00","2019-11-30T01:00:00",{"v":43,"d":"43.0"},41.5,39.9,37.9,16.17,0.0756,0.25,{"v":13.3,"d":"13.30"}]
["November",30,"4AM to 5AM",4,"November 30, 2019 4:00","2019-11-30T04:00:00",{"v":41,"d":"41.0"},39.5,37.9,35.1,15.25,0.0759,0.23,13.24]
["November",30,"9AM to 10AM",9,{"$f":"A8009&\" \"&B8009&\", \"&$D$5&\" \"&D8009&\":00\"","v":"November 30, 2019 9:00"},{"$f":"DATEVALUE(E8009)+TIMEVALUE(E8009)","v":"2019-11-30T09:00:00"},49.6,45.1,40.6,{"v":39,"d":"39.0"},17.95,0.0746,0.25,13.48]
["November",30,"12PM to 1PM",12,"November 30, 2019 12:00","2019-11-30T12:00:00",58.1,48.2,{"v":39,"d":"39.0"},36.6,19.63,0.0734,0.24,{"v":13.7,"d":"13.70"}]
["November",30,"3PM to 4PM",15,"November 30, 2019 15:00","2019-11-30T15:00:00",58.6,49.2,40.6,{"v":39,"d":"39.0"},20.13,0.0733,0.25,13.72]
["November",30,"7PM to 8PM",19,"November 30, 2019 19:00","2019-11-30T19:00:00",48.7,45.6,42.6,42.1,18.22,0.0747,0.27,13.47]
["November",30,"10PM to 11PM",22,"November 30, 2019 22:00","2019-11-30T22:00:00",46.9,42.7,38.3,35.6,16.77,{"v":0.075,"d":"0.0750"},0.23,{"v":13.4,"d":"13.40"}]
["November",30,"11PM to 12AM",23,"November 30, 2019 23:00","2019-11-30T23:00:00",47.5,42.5,37.2,34.1,16.67,0.0749,0.22,13.41]
["December",1,"2AM to 3AM",2,"December 1, 2019 2:00","2019-12-01T02:00:00",48.9,{"v":42,"d":"42.0"},34.2,30.1,16.41,0.0747,{"v":0.2,"d":"0.20"},13.44]
["December",1,"5AM to 6AM",5,"December 1, 2019 5:00","2019-12-01T05:00:00",48.7,41.4,32.7,28.4,{"v":16.1,"d":"16.10"},0.0748,0.19,13.43]
["December",1,"10AM to 11AM",10,"December 1, 2019 10:00","2019-12-01T10:00:00",{"v":63,"d":"63.0"},47.9,{"v":32,"d":"32.0"},27.6,19.41,0.0728,0.18,{"v":13.8,"d":"13.80"}]
["December",1,"1PM to 2PM",13,"December 1, 2019 13:00","2019-12-01T13:00:00",{"v":70,"d":"70.0"},51.6,{"v":34,"d":"34.0"},29.9,21.47,0.0718,{"v":0.2,"d":"0.20"},13.99]
["December",1,"5PM to 6PM",17,"December 1, 2019 17:00","2019-12-01T17:00:00",64.9,48.8,{"v":32,"d":"32.0"},27.6,19.89,0.0725,0.18,13.85]
["December",1,"8PM to 9PM",20,"December 1, 2019 20:00","2019-12-01T20:00:00",{"v":57,"d":"57.0"},45.5,33.1,28.9,18.17,0.0736,0.19,13.65]
["December",1,"11PM to 12AM",23,"December 1, 2019 23:00","2019-12-01T23:00:00",{"v":52,"d":"52.0"},42.7,{"v":32,"d":"32.0"},27.6,16.76,0.0743,0.18,13.51]
["December",2,"12AM to 1AM",0,"December 2, 2019 0:00","2019-12-02",51.1,41.9,30.9,26.3,16.33,0.0745,0.17,13.48]
["December",2,"3AM to 4AM",3,"December 2, 2019 3:00","2019-12-02T03:00:00",46.9,39.7,30.9,26.3,15.33,0.0751,0.17,13.37]
["December",2,"7AM to 8AM",7,"December 2, 2019 7:00","2019-12-02T07:00:00",{"v":45,"d":"45.0"},39.9,{"v":34,"d":"34.0"},29.9,15.42,0.0753,{"v":0.2,"d":"0.20"},13.33]
["December",2,"11AM to 12PM",11,"December 2, 2019 11:00","2019-12-02T11:00:00",{"v":63,"d":"63.0"},48.9,35.1,31.3,19.98,0.0727,{"v":0.2,"d":"0.20"},13.81]
["December",2,"2PM to 3PM",14,"December 2, 2019 14:00","2019-12-02T14:00:00",{"v":70,"d":"70.0"},48.6,24.1,19.1,19.78,0.0718,0.12,13.96]
["December",2,"6PM to 7PM",18,"December 2, 2019 18:00","2019-12-02T18:00:00",{"v":61,"d":"61.0"},44.7,{"v":25,"d":"25.0"},19.9,17.73,0.0731,0.13,13.72]
["December",2,"9PM to 10PM",21,"December 2, 2019 21:00","2019-12-02T21:00:00",{"v":54,"d":"54.0"},{"v":41,"d":"41.0"},24.1,19.1,15.91,0.0741,0.12,13.54]
["December",3,"12AM to 1AM",0,"December 3, 2019 0:00","2019-12-03",{"v":50,"d":"50.0"},37.6,{"v":19,"d":"19.0"},{"v":15,"d":"15.0"},14.32,0.0747,{"v":0.1,"d":"0.10"},13.42]
["December",3,"1AM to 2AM",1,{"$f":"A8073&\" \"&B8073&\", \"&$D$5&\" \"&D8073&\":00\"","v":"December 3, 2019 1:00"},{"$f":"DATEVALUE(E8073)+TIMEVALUE(E8073)","v":"2019-12-03T01:00:00"},{"v":48,"d":"48.0"},41.1,33.1,28.9,15.99,0.0749,0.19,13.41]
["December",3,"4AM to 5AM",4,"December 3, 2019 4:00","2019-12-03T04:00:00",{"v":46,"d":"46.0"},38.5,28.9,{"v":24,"d":"24.0"},14.76,0.0752,0.16,13.34]
["December",3,"8AM to 9AM",8,"December 3, 2019 8:00","2019-12-03T08:00:00",53.1,42.1,28.9,{"v":24,"d":"24.0"},16.45,0.0742,0.16,13.53]
["December",3,"12PM to 1PM",12,"December 3, 2019 12:00","2019-12-03T12:00:00",{"v":68,"d":"68.0"},46.1,17.1,13.6,18.45,0.0721,0.09,13.89]
["December",3,"3PM to 4PM",15,"December 3, 2019 15:00","2019-12-03T15:00:00",71.1,47.9,{"v":19,"d":"19.0"},{"v":15,"d":"15.0"},{"v":19.4,"d":"19.40"},0.0717,{"v":0.1,"d":"0.10"},13.97]
["December",3,"7PM to 8PM",19,"December 3, 2019 19:00","2019-12-03T19:00:00",{"v":59,"d":"59.0"},42.9,21.9,17.2,16.84,0.0734,0.11,13.66]
["December",3,"10PM to 11PM",22,"December 3, 2019 22:00","2019-12-03T22:00:00",{"v":59,"d":"59.0"},{"v":42,"d":"42.0"},{"v":18,"d":"18.0"},14.2,16.37,0.0734,0.09,13.65]
["December",4,"1AM to 2AM",1,"December 4, 2019 1:00","2019-12-04T01:00:00",{"v":50,"d":"50.0"},37.8,19.9,15.6,14.43,0.0747,{"v":0.1,"d":"0.10"},13.42]
["December",4,"2AM to 3AM",2,"December 4, 2019 2:00","2019-12-04T02:00:00",{"v":48,"d":"48.0"},36.7,19.9,15.6,13.95,{"v":0.075,"d":"0.0750"},{"v":0.1,"d":"0.10"},13.37]
["December",4,"5AM to 6AM",5,"December 4, 2019 5:00","2019-12-04T05:00:00",{"v":45,"d":"45.0"},35.9,{"v":23,"d":"23.0"},18.1,13.59,0.0754,0.12,{"v":13.3,"d":"13.30"}]
["December",4,"10AM to 11AM",10,"December 4, 2019 10:00","2019-12-04T10:00:00",64.9,45.5,{"v":21,"d":"21.0"},16.5,18.16,0.0725,0.11,13.82]
["December",4,"1PM to 2PM",13,"December 4, 2019 13:00","2019-12-04T13:00:00",{"v":70,"d":"70.0"},47.6,19.9,15.6,19.24,0.0719,{"v":0.1,"d":"0.10"},13.95]
["December",4,"4PM to 5PM",16,"December 4, 2019 16:00","2019-12-04T16:00:00",71.1,48.1,19.9,15.6,{"v":19.5,"d":"19.50"},0.0717,{"v":0.1,"d":"0.10"},13.98]
["December",4,"8PM to 9PM",20,"December 4, 2019 20:00","2019-12-04T20:00:00",{"v":59,"d":"59.0"},43.5,24.1,19.1,17.13,0.0734,0.12,13.67]
["December",4,"11PM to 12AM",23,"December 4, 2019 23:00","2019-12-04T23:00:00",53.1,41.1,26.1,{"v":21,"d":"21.0"},15.98,0.0742,0.14,13.52]
["December",5,"2AM to 3AM",2,"December 5, 2019 2:00","2019-12-05T02:00:00",46.9,37.3,24.1,19.1,14.22,0.0751,0.12,13.35]
["December",5,"3AM to 4AM",3,"December 5, 2019 3:00","2019-12-05T03:00:00",46.9,{"v":38,"d":"38.0"},26.1,{"v":21,"d":"21.0"},14.51,0.0751,0.14,13.36]
["December",5,"6AM to 7AM",6,"December 5, 2019 6:00","2019-12-05T06:00:00",{"v":46,"d":"46.0"},38.2,{"v":28,"d":"28.0"},{"v":23,"d":"23.0"},14.61,0.0752,0.15,13.34]
["December",5,"11AM to 12PM",11,"December 5, 2019 11:00","2019-12-05T11:00:00",66.9,47.2,24.1,19.1,19.04,0.0723,0.12,13.88]
["December",5,"2PM to 3PM",14,"December 5, 2019 14:00","2019-12-05T14:00:00",{"v":72,"d":"72.0"},49.5,24.1,19.1,20.25,0.0716,0.12,14.01]
["December",5,"5PM to 6PM",17,{"$f":"A8137&\" \"&B8137&\", \"&$D$5&\" \"&D8137&\":00\"","v":"December 5, 2019 17:00"},{"$f":"DATEVALUE(E8137)+TIMEVALUE(E8137)","v":"2019-12-05T17:00:00"},64.9,46.9,26.1,{"v":21,"d":"21.0"},18.85,0.0725,0.14,13.83]
["December",5,"9PM to 10PM",21,"December 5, 2019 21:00","2019-12-05T21:00:00",{"v":54,"d":"54.0"},42.9,{"v":30,"d":"30.0"},25.2,16.86,{"v":0.074,"d":"0.0740"},0.16,13.55]
["December",6,"12AM to 1AM",0,"December 6, 2019 0:00","2019-12-06",{"v":50,"d":"50.0"},40.2,{"v":28,"d":"28.0"},{"v":23,"d":"23.0"},15.56,0.0746,0.15,13.44]
["December",6,"1AM to 2AM",1,"December 6, 2019 1:00","2019-12-06T01:00:00",{"v":48,"d":"48.0"},39.2,{"v":28,"d":"28.0"},{"v":23,"d":"23.0"},15.08,0.0749,0.15,13.39]
["December",6,"7AM to 8AM",7,"December 6, 2019 7:00","2019-12-06T07:00:00",{"v":45,"d":"45.0"},37.6,{"v":28,"d":"28.0"},{"v":23,"d":"23.0"},14.35,0.0754,0.15,13.31]
["December",6,"8AM to 9AM",8,"December 6, 2019 8:00","2019-12-06T08:00:00",{"v":50,"d":"50.0"},40.2,{"v":28,"d":"28.0"},{"v":23,"d":"23.0"},15.56,0.0746,0.15,13.44]
["December",6,"12PM to 1PM",12,"December 6, 2019 12:00","2019-12-06T12:00:00",{"v":70,"d":"70.0"},{"v":50,"d":"50.0"},28.9,{"v":24,"d":"24.0"},20.54,0.0718,0.16,13.97]
["December",6,"3PM to 4PM",15,"December 6, 2019 15:00","2019-12-06T15:00:00",{"v":73,"d":"73.0"},47.1,{"v":9,"d":"9.0"},9.1,18.96,0.0715,0.06,14.01]
["December",6,"6PM to 7PM",18,"December 6, 2019 18:00","2019-12-06T18:00:00",{"v":63,"d":"63.0"},43.1,{"v":14,"d":"14.0"},11.7,16.94,0.0729,0.08,13.75]
["December",6,"10PM to 11PM",22,"December 6, 2019 22:00","2019-12-06T22:00:00",{"v":57,"d":"57.0"},39.2,8.1,8.7,15.04,0.0737,0.06,13.58]
["December",7,"1AM to 2AM",1,"December 7, 2019 1:00","2019-12-07T01:00:00",55.9,38.4,{"v":7,"d":"7.0"},8.2,14.71,0.0739,0.05,13.55]
["December",7,"2AM to 3AM",2,"December 7, 2019 2:00","2019-12-07T02:00:00",{"v":55,"d":"55.0"},38.2,{"v":9,"d":"9.0"},9.1,14.63,{"v":0.074,"d":"0.0740"},0.06,13.53]
["December",7,"8AM to 9AM",8,"December 7, 2019 8:00","2019-12-07T08:00:00",{"v":55,"d":"55.0"},38.8,{"v":12,"d":"12.0"},10.6,14.86,{"v":0.074,"d":"0.0740"},0.07,13.54]
["December",7,"9AM to 10AM",9,"December 7, 2019 9:00","2019-12-07T09:00:00",{"v":61,"d":"61.0"},41.8,{"v":12,"d":"12.0"},10.6,16.29,0.0731,0.07,13.69]
["December",7,"1PM to 2PM",13,"December 7, 2019 13:00","2019-12-07T13:00:00",71.1,46.6,{"v":12,"d":"12.0"},10.6,18.72,0.0717,0.07,13.96]
["December",7,"4PM to 5PM",16,"December 7, 2019 16:00","2019-12-07T16:00:00",69.1,{"v":46,"d":"46.0"},{"v":14,"d":"14.0"},11.7,18.41,{"v":0.072,"d":"0.0720"},0.08,13.91]
["December",7,"8PM to 9PM",20,"December 7, 2019 20:00","2019-12-07T20:00:00",57.9,41.7,{"v":19,"d":"19.0"},{"v":15,"d":"15.0"},16.23,0.0735,{"v":0.1,"d":"0.10"},13.63]
["December",7,"11PM to 12AM",23,"December 7, 2019 23:00","2019-12-07T23:00:00",51.1,38.4,19.9,15.6,14.69,0.0745,{"v":0.1,"d":"0.10"},13.45]
["December",8,"2AM to 3AM",2,"December 8, 2019 2:00","2019-12-08T02:00:00",{"v":48,"d":"48.0"},{"v":37,"d":"37.0"},{"v":21,"d":"21.0"},16.5,14.08,{"v":0.075,"d":"0.0750"},0.11,13.37]
["December",8,"5AM to 6AM",5,"December 8, 2019 5:00","2019-12-08T05:00:00",{"v":48,"d":"48.0"},37.6,{"v":23,"d":"23.0"},18.1,14.33,{"v":0.075,"d":"0.0750"},0.12,13.38]
["December",8,"7AM to 8AM",7,"December 8, 2019 7:00","2019-12-08T07:00:00",{"v":48,"d":"48.0"},37.9,24.1,19.1,14.48,0.0749,0.12,13.38]
["December",8,"10AM to 11AM",{"$f":"IF(D8201+1>23,0,D8201+1)","v":10},"December 8, 2019 10:00","2019-12-08T10:00:00",{"v":68,"d":"68.0"},45.9,{"v":16,"d":"16.0"},12.9,18.34,0.0721,0.08,13.89]
["December",8,"2PM to 3PM",14,"December 8, 2019 14:00","2019-12-08T14:00:00",75.9,49.3,15.1,12.3,20.16,0.0711,0.08,14.09]
["December",8,"5PM to 6PM",17,"December 8, 2019 17:00","2019-12-08T17:00:00",69.1,47.9,{"v":23,"d":"23.0"},18.1,19.41,{"v":0.072,"d":"0.0720"},0.12,13.93]
["December",8,"9PM to 10PM",21,"December 8, 2019 21:00","2019-12-08T21:00:00",57.9,42.7,{"v":23,"d":"23.0"},18.1,16.72,0.0735,0.12,13.64]
["December",9,"12AM to 1AM",0,"December 9, 2019 0:00","2019-12-09",{"v":52,"d":"52.0"},39.1,{"v":21,"d":"21.0"},16.5,15.03,0.0744,0.11,13.48]
["December",9,"3AM to 4AM",3,"December 9, 2019 3:00","2019-12-09T03:00:00",46.9,37.3,24.1,19.1,14.22,0.0751,0.12,13.35]
["December",9,"6AM to 7AM",6,"December 9, 2019 6:00","2019-12-09T06:00:00",{"v":46,"d":"46.0"},36.5,{"v":23,"d":"23.0"},18.1,13.85,0.0752,0.12,13.32]
["December",9,"8AM to 9AM",8,"December 9, 2019 8:00","2019-12-09T08:00:00",{"v":52,"d":"52.0"},39.4,21.9,17.2,15.15,0.0744,0.11,13.48]
["December",9,"11AM to 12PM",11,"December 9, 2019 11:00","2019-12-09T11:00:00",69.1,47.7,21.9,17.2,19.27,{"v":0.072,"d":"0.0720"},0.11,13.93]
["December",9,"3PM to 4PM",15,"December 9, 2019 15:00","2019-12-09T15:00:00",78.1,{"v":51,"d":"51.0"},{"v":19,"d":"19.0"},{"v":15,"d":"15.0"},21.09,0.0708,{"v":0.1,"d":"0.10"},14.16]
["December",9,"6PM to 7PM",18,"December 9, 2019 18:00","2019-12-09T18:00:00",{"v":66,"d":"66.0"},46.5,{"v":23,"d":"23.0"},18.1,18.67,0.0724,0.12,13.85]
["December",9,"10PM to 11PM",22,"December 9, 2019 22:00","2019-12-09T22:00:00",55.9,43.2,{"v":28,"d":"28.0"},{"v":23,"d":"23.0"},{"v":17,"d":"17.00"},0.0738,0.15,{"v":13.6,"d":"13.60"}]
["December",10,"1AM to 2AM",1,"December 10, 2019 1:00","2019-12-10T01:00:00",{"v":52,"d":"52.0"},40.3,{"v":25,"d":"25.0"},19.9,15.56,0.0744,0.13,13.49]
["December",10,"3AM to 4AM",3,"December 10, 2019 3:00","2019-12-10T03:00:00",48.9,{"v":39,"d":"39.0"},26.1,{"v":21,"d":"21.0"},14.99,0.0748,0.14,13.41]
["December",10,"6AM to 7AM",6,"December 10, 2019 6:00","2019-12-10T06:00:00",48.9,37.7,21.9,17.2,14.41,0.0748,0.11,{"v":13.4,"d":"13.40"}]
["December",10,"9AM to 10AM",9,"December 10, 2019 9:00","2019-12-10T09:00:00",{"v":59,"d":"59.0"},42.7,{"v":21,"d":"21.0"},16.5,16.72,0.0734,0.11,13.66]
["December",10,"1PM to 2PM",13,"December 10, 2019 13:00","2019-12-10T13:00:00",73.9,50.1,{"v":23,"d":"23.0"},18.1,20.58,0.0713,0.12,14.06]
["December",10,"4PM to 5PM",16,"December 10, 2019 16:00","2019-12-10T16:00:00",{"v":75,"d":"75.0"},49.8,19.9,15.6,20.46,0.0712,{"v":0.1,"d":"0.10"},14.08]
["December",10,"7PM to 8PM",19,"December 10, 2019 19:00","2019-12-10T19:00:00",62.1,45.8,{"v":27,"d":"27.0"},21.9,{"v":18.3,"d":"18.30"},0.0729,0.14,13.76]
["December",10,"11PM to 12AM",23,"December 10, 2019 23:00","2019-12-10T23:00:00",55.9,42.6,26.1,{"v":21,"d":"21.0"},16.68,0.0738,0.14,13.59]
["December",11,"12AM to 1AM",0,"December 11, 2019 0:00","2019-12-11",55.9,42.6,26.1,{"v":21,"d":"21.0"},16.68,0.0738,0.14,13.59]
["December",11,"4AM to 5AM",4,"December 11, 2019 4:00","2019-12-11T04:00:00",51.1,38.9,21.9,17.2,14.93,0.0745,0.11,13.45]
["December",11,"5AM to 6AM",5,"December 11, 2019 5:00","2019-12-11T05:00:00",48.9,38.4,24.1,19.1,{"v":14.7,"d":"14.70"},0.0748,0.12,{"v":13.4,"d":"13.40"}]
["December",11,"6AM to 7AM",6,"December 11, 2019 6:00","2019-12-11T06:00:00",48.9,38.4,24.1,19.1,{"v":14.7,"d":"14.70"},0.0748,0.12,{"v":13.4,"d":"13.40"}]
["December",11,"7AM to 8AM",7,"December 11, 2019 7:00","2019-12-11T07:00:00",51.1,39.8,{"v":25,"d":"25.0"},19.9,15.35,0.0745,0.13,13.46]
["December",11,"8AM to 9AM",8,"December 11, 2019 8:00","2019-12-11T08:00:00",{"v":55,"d":"55.0"},41.8,{"v":25,"d":"25.0"},19.9,{"v":16.3,"d":"16.30"},0.0739,0.13,13.57]
["December",11,"9AM to 10AM",9,"December 11, 2019 9:00","2019-12-11T09:00:00",{"v":61,"d":"61.0"},44.7,{"v":25,"d":"25.0"},19.9,17.73,0.0731,0.13,13.72]
["December",11,"10AM to 11AM",10,"December 11, 2019 10:00","2019-12-11T10:00:00",{"v":64,"d":"64.0"},46.4,26.1,{"v":21,"d":"21.0"},18.63,0.0726,0.14,13.81]
["December",11,"11AM to 12PM",11,"December 11, 2019 11:00","2019-12-11T11:00:00",{"v":68,"d":"68.0"},48.2,26.1,{"v":21,"d":"21.0"},19.59,0.0721,0.14,13.91]
["December",11,"12PM to 1PM",12,"December 11, 2019 12:00","2019-12-11T12:00:00",{"v":72,"d":"72.0"},{"v":50,"d":"50.0"},26.1,{"v":21,"d":"21.0"},20.55,0.0716,0.14,14.02]
["December",11,"1PM to 2PM",13,"December 11, 2019 13:00","2019-12-11T13:00:00",{"v":75,"d":"75.0"},51.5,{"v":27,"d":"27.0"},21.9,21.43,0.0711,0.14,{"v":14.1,"d":"14.10"}]
["December",11,"2PM to 3PM",14,"December 11, 2019 14:00","2019-12-11T14:00:00",75.9,52.5,28.9,{"v":24,"d":"24.0"},21.97,{"v":0.071,"d":"0.0710"},0.16,14.13]
["December",11,"3PM to 4PM",15,"December 11, 2019 15:00","2019-12-11T15:00:00",{"v":77,"d":"77.0"},53.2,{"v":30,"d":"30.0"},25.2,22.43,0.0709,0.16,14.16]
["December",11,"4PM to 5PM",16,"December 11, 2019 16:00","2019-12-11T16:00:00",75.9,53.1,30.9,26.3,22.34,{"v":0.071,"d":"0.0710"},0.17,14.14]
["December",11,"5PM to 6PM",17,"December 11, 2019 17:00","2019-12-11T17:00:00",{"v":70,"d":"70.0"},50.6,30.9,26.3,{"v":20.9,"d":"20.90"},0.0718,0.17,13.98]
["December",11,"6PM to 7PM",18,"December 11, 2019 18:00","2019-12-11T18:00:00",66.9,49.3,30.9,26.3,20.16,0.0722,0.17,{"v":13.9,"d":"13.90"}]
["December",11,"7PM to 8PM",19,"December 11, 2019 19:00","2019-12-11T19:00:00",{"v":64,"d":"64.0"},48.7,33.1,28.9,19.87,0.0726,0.19,13.83]
["December",11,"8PM to 9PM",20,"December 11, 2019 20:00","2019-12-11T20:00:00",{"v":63,"d":"63.0"},47.9,{"v":32,"d":"32.0"},27.6,19.41,0.0728,0.18,{"v":13.8,"d":"13.80"}]
["December",11,"9PM to 10PM",21,"December 11, 2019 21:00","2019-12-11T21:00:00",{"v":61,"d":"61.0"},47.3,33.1,28.9,19.13,{"v":0.073,"d":"0.0730"},0.19,13.75]
["December",11,"10PM to 11PM",22,"December 11, 2019 22:00","2019-12-11T22:00:00",{"v":61,"d":"61.0"},47.6,{"v":34,"d":"34.0"},29.9,19.29,{"v":0.073,"d":"0.0730"},{"v":0.2,"d":"0.20"},13.75]
["December",11,"11PM to 12AM",23,"December 11, 2019 23:00","2019-12-11T23:00:00",62.1,48.1,{"v":34,"d":"34.0"},29.9,19.55,0.0729,{"v":0.2,"d":"0.20"},13.78]
["December",12,"12AM to 1AM",0,"December 12, 2019 0:00","2019-12-12",60.1,46.9,33.1,28.9,18.91,0.0731,0.19,13.73]
["December",12,"1AM to 2AM",1,"December 12, 2019 1:00","2019-12-12T01:00:00",60.1,46.9,33.1,28.9,18.91,0.0731,0.19,13.73]
["December",12,"2AM to 3AM",2,"December 12, 2019 2:00","2019-12-12T02:00:00",{"v":59,"d":"59.0"},47.1,35.1,31.3,19.02,0.0733,{"v":0.2,"d":"0.20"},13.71]
["December",12,"3AM to 4AM",3,"December 12, 2019 3:00","2019-12-12T03:00:00",57.9,46.6,35.1,31.3,18.76,0.0734,{"v":0.2,"d":"0.20"},13.68]
["December",12,"4AM to 5AM",4,"December 12, 2019 4:00","2019-12-12T04:00:00",57.9,{"v":47,"d":"47.0"},{"v":36,"d":"36.0"},32.4,18.94,0.0734,0.21,13.68]
["December",12,"5AM to 6AM",5,"December 12, 2019 5:00","2019-12-12T05:00:00",57.9,47.4,{"v":37,"d":"37.0"},33.8,19.16,0.0734,0.22,13.69]
["December",12,"6AM to 7AM",6,"December 12, 2019 6:00","2019-12-12T06:00:00",{"v":59,"d":"59.0"},48.6,{"v":39,"d":"39.0"},36.6,19.85,0.0733,0.24,13.72]
["December",12,"7AM to 8AM",7,"December 12, 2019 7:00","2019-12-12T07:00:00",{"v":59,"d":"59.0"},48.2,37.9,35.1,19.61,0.0733,0.23,13.72]
["December",12,"8AM to 9AM",8,"December 12, 2019 8:00","2019-12-12T08:00:00",{"v":59,"d":"59.0"},{"v":49,"d":"49.0"},39.9,37.9,20.05,0.0732,0.25,13.73]
["December",12,"9AM to 10AM",9,"December 12, 2019 9:00","2019-12-12T09:00:00",{"v":61,"d":"61.0"},49.9,39.9,37.9,20.53,{"v":0.073,"d":"0.0730"},0.25,13.78]
["December",12,"10AM to 11AM",10,"December 12, 2019 10:00","2019-12-12T10:00:00",64.9,51.6,39.9,37.9,21.49,0.0724,0.25,13.88]
["December",12,"11AM to 12PM",11,"December 12, 2019 11:00","2019-12-12T11:00:00",66.9,53.2,42.1,41.2,22.49,0.0721,0.27,13.95]
["December",12,"12PM to 1PM",12,"December 12, 2019 12:00","2019-12-12T12:00:00",{"v":70,"d":"70.0"},55.3,44.1,44.5,23.75,0.0717,0.29,14.04]
["December",12,"1PM to 2PM",13,"December 12, 2019 13:00","2019-12-12T13:00:00",71.1,54.9,42.1,41.2,{"v":23.5,"d":"23.50"},0.0716,0.27,14.06]
["December",12,"2PM to 3PM",14,"December 12, 2019 14:00","2019-12-12T14:00:00",71.1,54.1,39.9,37.9,22.97,0.0716,0.25,14.05]
["December",12,"3PM to 4PM",15,"December 12, 2019 15:00","2019-12-12T15:00:00",69.1,55.3,{"v":45,"d":"45.0"},46.1,23.77,0.0718,{"v":0.3,"d":"0.30"},14.02]
["December",12,"4PM to 5PM",16,"December 12, 2019 16:00","2019-12-12T16:00:00",66.9,54.5,{"v":45,"d":"45.0"},46.1,23.25,0.0721,{"v":0.3,"d":"0.30"},13.96]
["December",12,"5PM to 6PM",17,"December 12, 2019 17:00","2019-12-12T17:00:00",64.9,53.7,{"v":45,"d":"45.0"},46.1,22.77,0.0724,{"v":0.3,"d":"0.30"},13.91]
["December",12,"6PM to 7PM",18,"December 12, 2019 18:00","2019-12-12T18:00:00",64.9,53.3,44.1,44.5,22.52,0.0724,0.29,13.91]
["December",12,"7PM to 8PM",19,"December 12, 2019 19:00","2019-12-12T19:00:00",{"v":59,"d":"59.0"},54.3,51.1,58.2,{"v":23.2,"d":"23.20"},0.0731,0.38,13.79]
["December",12,"8PM to 9PM",20,"December 12, 2019 20:00","2019-12-12T20:00:00",{"v":59,"d":"59.0"},54.8,{"v":52,"d":"52.0"},60.2,23.51,0.0731,0.39,{"v":13.8,"d":"13.80"}]
["December",12,"9PM to 10PM",21,"December 12, 2019 21:00","2019-12-12T21:00:00",60.1,55.2,{"v":52,"d":"52.0"},60.2,23.77,{"v":0.073,"d":"0.0730"},0.39,13.83]
["December",12,"10PM to 11PM",22,"December 12, 2019 22:00","2019-12-12T22:00:00",{"v":59,"d":"59.0"},53.8,{"v":50,"d":"50.0"},55.9,22.84,0.0731,0.36,13.78]
["December",12,"11PM to 12AM",23,"December 12, 2019 23:00","2019-12-12T23:00:00",{"v":59,"d":"59.0"},54.3,51.1,58.2,{"v":23.2,"d":"23.20"},0.0731,0.38,13.79]
["December",13,"12AM to 1AM",0,"December 13, 2019 0:00","2019-12-13",57.9,53.9,51.1,58.2,22.94,0.0733,0.38,13.76]
["December",13,"1AM to 2AM",1,"December 13, 2019 1:00","2019-12-13T01:00:00",57.9,54.4,{"v":52,"d":"52.0"},60.2,23.25,0.0733,0.39,13.77]
["December",13,"2AM to 3AM",2,"December 13, 2019 2:00","2019-12-13T02:00:00",{"v":59,"d":"59.0"},54.8,{"v":52,"d":"52.0"},60.2,23.51,0.0731,0.39,{"v":13.8,"d":"13.80"}]
["December",13,"3AM to 4AM",3,"December 13, 2019 3:00","2019-12-13T03:00:00",57.9,53.9,51.1,58.2,22.94,0.0733,0.38,13.76]
["December",13,"4AM to 5AM",4,"December 13, 2019 4:00","2019-12-13T04:00:00",55.9,53.1,51.1,58.2,22.45,0.0735,0.38,13.71]
["December",13,"5AM to 6AM",5,"December 13, 2019 5:00","2019-12-13T05:00:00",55.9,51.9,48.9,53.6,21.75,0.0736,0.35,{"v":13.7,"d":"13.70"}]
["December",13,"6AM to 7AM",6,"December 13, 2019 6:00","2019-12-13T06:00:00",55.9,52.5,{"v":50,"d":"50.0"},55.9,22.09,0.0736,0.36,{"v":13.7,"d":"13.70"}]
["December",13,"7AM to 8AM",7,"December 13, 2019 7:00","2019-12-13T07:00:00",55.9,53.1,51.1,58.2,22.45,0.0735,0.38,13.71]
["December",13,"8AM to 9AM",8,"December 13, 2019 8:00","2019-12-13T08:00:00",{"v":59,"d":"59.0"},54.3,51.1,58.2,{"v":23.2,"d":"23.20"},0.0731,0.38,13.79]
["December",13,"9AM to 10AM",9,"December 13, 2019 9:00","2019-12-13T09:00:00",{"v":64,"d":"64.0"},56.3,51.1,58.2,24.43,0.0724,0.38,13.92]
["December",13,"10AM to 11AM",10,"December 13, 2019 10:00","2019-12-13T10:00:00",{"v":66,"d":"66.0"},57.5,{"v":52,"d":"52.0"},60.2,25.22,0.0721,0.39,13.98]
["December",13,"11AM to 12PM",11,"December 13, 2019 11:00","2019-12-13T11:00:00",69.1,58.6,{"v":52,"d":"52.0"},60.2,25.97,0.0717,0.39,14.06]
["December",13,"12PM to 1PM",12,"December 13, 2019 12:00","2019-12-13T12:00:00",{"v":72,"d":"72.0"},59.7,{"v":52,"d":"52.0"},60.2,26.67,0.0713,0.39,14.14]
["December",13,"1PM to 2PM",13,"December 13, 2019 13:00","2019-12-13T13:00:00",{"v":72,"d":"72.0"},57.8,{"v":48,"d":"48.0"},51.8,25.37,0.0714,0.34,14.11]
["December",13,"2PM to 3PM",14,"December 13, 2019 14:00","2019-12-13T14:00:00",{"v":73,"d":"73.0"},58.6,48.9,53.6,25.91,0.0712,0.35,14.15]
["December",13,"3PM to 4PM",15,"December 13, 2019 15:00","2019-12-13T15:00:00",{"v":72,"d":"72.0"},58.2,48.9,53.6,25.65,0.0714,0.35,14.12]
["December",13,"4PM to 5PM",16,"December 13, 2019 16:00","2019-12-13T16:00:00",71.1,58.4,{"v":50,"d":"50.0"},55.9,25.78,0.0715,0.36,{"v":14.1,"d":"14.10"}]
["December",13,"5PM to 6PM",17,{"$f":"A8329&\" \"&B8329&\", \"&$D$5&\" \"&D8329&\":00\"","v":"December 13, 2019 17:00"},{"$f":"DATEVALUE(E8329)+TIMEVALUE(E8329)","v":"2019-12-13T17:00:00"},{"v":70,"d":"70.0"},58.5,51.1,58.2,25.88,0.0716,0.38,14.08]
["December",13,"6PM to 7PM",{"$f":"IF(D8329+1>23,0,D8329+1)","v":18},"December 13, 2019 18:00","2019-12-13T18:00:00",66.9,57.8,{"v":52,"d":"52.0"},60.2,25.44,{"v":0.072,"d":"0.0720"},0.39,14.01]
["December",13,"7PM to 8PM",19,"December 13, 2019 19:00","2019-12-13T19:00:00",64.9,56.6,51.1,58.2,24.65,0.0723,0.38,13.95]
["December",13,"8PM to 9PM",20,"December 13, 2019 20:00","2019-12-13T20:00:00",{"v":66,"d":"66.0"},53.7,44.1,44.5,22.79,0.0722,0.29,13.93]
["December",13,"9PM to 10PM",21,"December 13, 2019 21:00","2019-12-13T21:00:00",64.9,53.3,44.1,44.5,22.52,0.0724,0.29,13.91]
["December",13,"10PM to 11PM",22,"December 13, 2019 22:00","2019-12-13T22:00:00",{"v":64,"d":"64.0"},53.3,{"v":45,"d":"45.0"},46.1,22.55,0.0725,{"v":0.3,"d":"0.30"},13.89]
["December",13,"11PM to 12AM",23,"December 13, 2019 23:00","2019-12-13T23:00:00",{"v":63,"d":"63.0"},52.5,44.1,44.5,22.04,0.0726,0.29,13.85]
["December",14,"12AM to 1AM",0,"December 14, 2019 0:00","2019-12-14",{"v":59,"d":"59.0"},50.8,44.1,44.5,21.08,0.0732,0.29,13.75]
["December",14,"1AM to 2AM",1,"December 14, 2019 1:00","2019-12-14T01:00:00",60.1,50.8,{"v":43,"d":"43.0"},42.7,21.06,0.0731,0.28,13.77]
["December",14,"2AM to 3AM",2,"December 14, 2019 2:00","2019-12-14T02:00:00",57.9,49.9,{"v":43,"d":"43.0"},42.7,20.54,0.0734,0.28,13.71]
["December",14,"3AM to 4AM",3,"December 14, 2019 3:00","2019-12-14T03:00:00",{"v":55,"d":"55.0"},48.2,42.1,41.2,19.61,0.0738,0.27,13.63]
["December",14,"4AM to 5AM",4,"December 14, 2019 4:00","2019-12-14T04:00:00",{"v":54,"d":"54.0"},47.7,42.1,41.2,19.35,0.0739,0.27,{"v":13.6,"d":"13.60"}]
["December",14,"5AM to 6AM",5,"December 14, 2019 5:00","2019-12-14T05:00:00",53.1,47.3,42.1,41.2,19.13,0.0741,0.27,13.58]
["December",14,"6AM to 7AM",6,"December 14, 2019 6:00","2019-12-14T06:00:00",53.1,46.8,{"v":41,"d":"41.0"},39.5,18.87,0.0741,0.26,13.58]
["December",14,"7AM to 8AM",7,"December 14, 2019 7:00","2019-12-14T07:00:00",{"v":54,"d":"54.0"},46.7,39.9,37.9,18.83,{"v":0.074,"d":"0.0740"},0.25,13.59]
["December",14,"8AM to 9AM",8,"December 14, 2019 8:00","2019-12-14T08:00:00",{"v":57,"d":"57.0"},49.1,42.1,41.2,20.09,0.0735,0.27,13.69]
["December",14,"9AM to 10AM",9,"December 14, 2019 9:00","2019-12-14T09:00:00",{"v":59,"d":"59.0"},49.5,{"v":41,"d":"41.0"},39.5,20.31,0.0732,0.26,13.73]
["December",14,"10AM to 11AM",10,"December 14, 2019 10:00","2019-12-14T10:00:00",{"v":64,"d":"64.0"},51.6,{"v":41,"d":"41.0"},39.5,21.53,0.0725,0.26,13.87]
["December",14,"11AM to 12PM",11,"December 14, 2019 11:00","2019-12-14T11:00:00",{"v":63,"d":"63.0"},51.2,{"v":41,"d":"41.0"},39.5,21.27,0.0727,0.26,13.84]
["December",14,"12PM to 1PM",12,"December 14, 2019 12:00","2019-12-14T12:00:00",{"v":66,"d":"66.0"},52.9,42.1,41.2,22.27,0.0722,0.27,13.92]
["December",14,"1PM to 2PM",13,"December 14, 2019 13:00","2019-12-14T13:00:00",66.9,52.8,{"v":41,"d":"41.0"},39.5,22.23,0.0721,0.26,13.94]
["December",14,"2PM to 3PM",14,"December 14, 2019 14:00","2019-12-14T14:00:00",69.1,53.7,{"v":41,"d":"41.0"},39.5,22.75,0.0718,0.26,{"v":14,"d":"14.00"}]
["December",14,"3PM to 4PM",15,"December 14, 2019 15:00","2019-12-14T15:00:00",{"v":68,"d":"68.0"},52.5,{"v":39,"d":"39.0"},36.6,22.03,{"v":0.072,"d":"0.0720"},0.24,13.96]
["December",14,"4PM to 5PM",16,"December 14, 2019 16:00","2019-12-14T16:00:00",{"v":66,"d":"66.0"},51.3,37.9,35.1,21.31,0.0723,0.23,{"v":13.9,"d":"13.90"}]
["December",14,"5PM to 6PM",17,"December 14, 2019 17:00","2019-12-14T17:00:00",{"v":64,"d":"64.0"},50.8,{"v":39,"d":"39.0"},36.6,21.07,0.0725,0.24,13.86]
["December",14,"6PM to 7PM",18,"December 14, 2019 18:00","2019-12-14T18:00:00",{"v":61,"d":"61.0"},49.5,{"v":39,"d":"39.0"},36.6,20.33,{"v":0.073,"d":"0.0730"},0.24,13.78]
["December",14,"7PM to 8PM",19,"December 14, 2019 19:00","2019-12-14T19:00:00",60.1,49.1,{"v":39,"d":"39.0"},36.6,20.11,0.0731,0.24,13.75]
["December",14,"8PM to 9PM",20,"December 14, 2019 20:00","2019-12-14T20:00:00",57.9,48.5,39.9,37.9,19.79,0.0734,0.25,{"v":13.7,"d":"13.70"}]
["December",14,"9PM to 10PM",21,"December 14, 2019 21:00","2019-12-14T21:00:00",55.9,47.6,39.9,37.9,19.31,0.0737,0.25,13.65]
["December",14,"10PM to 11PM",22,"December 14, 2019 22:00","2019-12-14T22:00:00",55.9,47.6,39.9,37.9,19.31,0.0737,0.25,13.65]
["December",14,"11PM to 12AM",23,"December 14, 2019 23:00","2019-12-14T23:00:00",{"v":54,"d":"54.0"},46.7,39.9,37.9,18.83,{"v":0.074,"d":"0.0740"},0.25,13.59]
["December",15,"12AM to 1AM",0,"December 15, 2019 0:00","2019-12-15",{"v":54,"d":"54.0"},46.7,39.9,37.9,18.83,{"v":0.074,"d":"0.0740"},0.25,13.59]
["December",15,"1AM to 2AM",1,"December 15, 2019 1:00","2019-12-15T01:00:00",{"v":52,"d":"52.0"},45.8,39.9,37.9,18.35,0.0742,0.25,13.54]
["December",15,"2AM to 3AM",2,"December 15, 2019 2:00","2019-12-15T02:00:00",51.1,45.4,39.9,37.9,18.13,0.0744,0.25,13.52]
["December",15,"3AM to 4AM",3,"December 15, 2019 3:00","2019-12-15T03:00:00",51.1,45.4,39.9,37.9,18.13,0.0744,0.25,13.52]
["December",15,"4AM to 5AM",4,"December 15, 2019 4:00","2019-12-15T04:00:00",{"v":50,"d":"50.0"},44.5,{"v":39,"d":"39.0"},36.6,17.67,0.0745,0.24,13.49]
["December",15,"5AM to 6AM",5,"December 15, 2019 5:00","2019-12-15T05:00:00",51.1,45.4,39.9,37.9,18.13,0.0744,0.25,13.52]
["December",15,"6AM to 7AM",6,"December 15, 2019 6:00","2019-12-15T06:00:00",51.1,45.4,39.9,37.9,18.13,0.0744,0.25,13.52]
["December",15,"7AM to 8AM",7,"December 15, 2019 7:00","2019-12-15T07:00:00",51.1,{"v":45,"d":"45.0"},{"v":39,"d":"39.0"},36.6,17.93,0.0744,0.24,13.51]
["December",15,"8AM to 9AM",8,"December 15, 2019 8:00","2019-12-15T08:00:00",{"v":54,"d":"54.0"},45.9,37.9,35.1,18.39,{"v":0.074,"d":"0.0740"},0.23,13.59]
["December",15,"9AM to 10AM",9,"December 15, 2019 9:00","2019-12-15T09:00:00",55.9,47.3,{"v":39,"d":"39.0"},36.6,{"v":19.1,"d":"19.10"},0.0737,0.24,13.64]
["December",15,"10AM to 11AM",10,"December 15, 2019 10:00","2019-12-15T10:00:00",57.9,48.5,39.9,37.9,19.79,0.0734,0.25,{"v":13.7,"d":"13.70"}]
["December",15,"11AM to 12PM",11,"December 15, 2019 11:00","2019-12-15T11:00:00",60.1,49.9,{"v":41,"d":"41.0"},39.5,20.57,0.0731,0.26,13.76]
["December",15,"12PM to 1PM",12,"December 15, 2019 12:00","2019-12-15T12:00:00",{"v":59,"d":"59.0"},49.9,42.1,41.2,20.57,0.0732,0.27,13.74]
["December",15,"1PM to 2PM",13,"December 15, 2019 13:00","2019-12-15T13:00:00",{"v":57,"d":"57.0"},50.9,{"v":46,"d":"46.0"},48.1,21.15,0.0735,0.31,13.71]
["December",15,"2PM to 3PM",14,"December 15, 2019 14:00","2019-12-15T14:00:00",55.9,50.9,46.9,49.7,21.15,0.0736,0.32,13.68]
["December",15,"3PM to 4PM",15,"December 15, 2019 15:00","2019-12-15T15:00:00",{"v":55,"d":"55.0"},51.1,{"v":48,"d":"48.0"},51.8,21.25,0.0737,0.34,13.67]
["December",15,"4PM to 5PM",16,"December 15, 2019 16:00","2019-12-15T16:00:00",{"v":54,"d":"54.0"},52.3,51.1,58.2,21.97,0.0738,0.38,13.66]
["December",15,"5PM to 6PM",17,"December 15, 2019 17:00","2019-12-15T17:00:00",53.1,51.3,{"v":50,"d":"50.0"},55.9,21.39,{"v":0.074,"d":"0.0740"},0.36,13.63]
["December",15,"6PM to 7PM",18,"December 15, 2019 18:00","2019-12-15T18:00:00",53.1,51.9,51.1,58.2,21.75,{"v":0.074,"d":"0.0740"},0.38,13.63]
["December",15,"7PM to 8PM",19,"December 15, 2019 19:00","2019-12-15T19:00:00",53.1,51.3,{"v":50,"d":"50.0"},55.9,21.39,{"v":0.074,"d":"0.0740"},0.36,13.63]
["December",15,"8PM to 9PM",20,"December 15, 2019 20:00","2019-12-15T20:00:00",{"v":52,"d":"52.0"},50.3,48.9,53.6,20.78,0.0741,0.35,13.59]
["December",15,"9PM to 10PM",21,"December 15, 2019 21:00","2019-12-15T21:00:00",{"v":52,"d":"52.0"},50.3,48.9,53.6,20.78,0.0741,0.35,13.59]
["December",15,"10PM to 11PM",22,"December 15, 2019 22:00","2019-12-15T22:00:00",51.1,49.9,48.9,53.6,20.57,0.0743,0.35,13.57]
["December",15,"11PM to 12AM",23,"December 15, 2019 23:00","2019-12-15T23:00:00",{"v":52,"d":"52.0"},50.3,48.9,53.6,20.78,0.0741,0.35,13.59]
["December",16,"12AM to 1AM",0,"December 16, 2019 0:00","2019-12-16",{"v":52,"d":"52.0"},50.3,48.9,53.6,20.78,0.0741,0.35,13.59]
["December",16,"1AM to 2AM",1,"December 16, 2019 1:00","2019-12-16T01:00:00",{"v":52,"d":"52.0"},50.3,48.9,53.6,20.78,0.0741,0.35,13.59]
["December",16,"2AM to 3AM",2,"December 16, 2019 2:00","2019-12-16T02:00:00",{"v":52,"d":"52.0"},50.8,{"v":50,"d":"50.0"},55.9,21.13,0.0741,0.36,{"v":13.6,"d":"13.60"}]
["December",16,"3AM to 4AM",3,"December 16, 2019 3:00","2019-12-16T03:00:00",{"v":52,"d":"52.0"},50.8,{"v":50,"d":"50.0"},55.9,21.13,0.0741,0.36,{"v":13.6,"d":"13.60"}]
["December",16,"4AM to 5AM",4,"December 16, 2019 4:00","2019-12-16T04:00:00",{"v":52,"d":"52.0"},50.8,{"v":50,"d":"50.0"},55.9,21.13,0.0741,0.36,{"v":13.6,"d":"13.60"}]
["December",16,"5AM to 6AM",5,"December 16, 2019 5:00","2019-12-16T05:00:00",{"v":52,"d":"52.0"},50.8,{"v":50,"d":"50.0"},55.9,21.13,0.0741,0.36,{"v":13.6,"d":"13.60"}]
["December",16,"6AM to 7AM",6,"December 16, 2019 6:00","2019-12-16T06:00:00",{"v":52,"d":"52.0"},50.8,{"v":50,"d":"50.0"},55.9,21.13,0.0741,0.36,{"v":13.6,"d":"13.60"}]
["December",16,"7AM to 8AM",7,"December 16, 2019 7:00","2019-12-16T07:00:00",{"v":52,"d":"52.0"},50.8,{"v":50,"d":"50.0"},55.9,21.13,0.0741,0.36,{"v":13.6,"d":"13.60"}]
["December",16,"8AM to 9AM",8,"December 16, 2019 8:00","2019-12-16T08:00:00",53.1,51.3,{"v":50,"d":"50.0"},55.9,21.39,{"v":0.074,"d":"0.0740"},0.36,13.63]
["December",16,"9AM to 10AM",9,{"$f":"A8393&\" \"&B8393&\", \"&$D$5&\" \"&D8393&\":00\"","v":"December 16, 2019 9:00"},{"$f":"DATEVALUE(E8393)+TIMEVALUE(E8393)","v":"2019-12-16T09:00:00"},{"v":54,"d":"54.0"},52.3,51.1,58.2,21.97,0.0738,0.38,13.66]
["December",16,"10AM to 11AM",{"$f":"IF(D8393+1>23,0,D8393+1)","v":10},"December 16, 2019 10:00","2019-12-16T10:00:00",{"v":54,"d":"54.0"},52.3,51.1,58.2,21.97,0.0738,0.38,13.66]
["December",16,"11AM to 12PM",11,"December 16, 2019 11:00","2019-12-16T11:00:00",55.9,52.5,{"v":50,"d":"50.0"},55.9,22.09,0.0736,0.36,{"v":13.7,"d":"13.70"}]
["December",16,"12PM to 1PM",12,"December 16, 2019 12:00","2019-12-16T12:00:00",{"v":57,"d":"57.0"},52.9,{"v":50,"d":"50.0"},55.9,22.36,0.0734,0.36,13.73]
["December",16,"1PM to 2PM",13,"December 16, 2019 13:00","2019-12-16T13:00:00",60.1,53.6,48.9,53.6,22.76,{"v":0.073,"d":"0.0730"},0.35,13.81]
["December",16,"2PM to 3PM",14,"December 16, 2019 14:00","2019-12-16T14:00:00",60.1,51.3,44.1,44.5,21.34,{"v":0.073,"d":"0.0730"},0.29,13.78]
["December",16,"3PM to 4PM",15,"December 16, 2019 15:00","2019-12-16T15:00:00",60.1,50.4,42.1,41.2,20.83,0.0731,0.27,13.77]
["December",16,"4PM to 5PM",16,"December 16, 2019 16:00","2019-12-16T16:00:00",57.9,46.6,35.1,31.3,18.76,0.0734,{"v":0.2,"d":"0.20"},13.68]
["December",16,"5PM to 6PM",17,"December 16, 2019 17:00","2019-12-16T17:00:00",55.9,44.2,30.9,26.3,17.51,0.0737,0.17,13.61]
["December",16,"6PM to 7PM",18,"December 16, 2019 18:00","2019-12-16T18:00:00",{"v":54,"d":"54.0"},42.9,{"v":30,"d":"30.0"},25.2,16.86,{"v":0.074,"d":"0.0740"},0.16,13.55]
["December",16,"7PM to 8PM",19,"December 16, 2019 19:00","2019-12-16T19:00:00",51.1,41.1,28.9,{"v":24,"d":"24.0"},15.98,0.0745,0.16,13.47]
["December",16,"8PM to 9PM",20,"December 16, 2019 20:00","2019-12-16T20:00:00",{"v":50,"d":"50.0"},40.2,{"v":28,"d":"28.0"},{"v":23,"d":"23.0"},15.56,0.0746,0.15,13.44]
["December",16,"9PM to 10PM",21,"December 16, 2019 21:00","2019-12-16T21:00:00",{"v":50,"d":"50.0"},40.2,{"v":28,"d":"28.0"},{"v":23,"d":"23.0"},15.56,0.0746,0.15,13.44]
["December",16,"10PM to 11PM",22,"December 16, 2019 22:00","2019-12-16T22:00:00",{"v":48,"d":"48.0"},39.5,28.9,{"v":24,"d":"24.0"},15.24,0.0749,0.16,13.39]
["December",16,"11PM to 12AM",23,"December 16, 2019 23:00","2019-12-16T23:00:00",{"v":48,"d":"48.0"},38.5,26.1,{"v":21,"d":"21.0"},14.77,0.0749,0.14,13.38]
["December",17,"12AM to 1AM",0,"December 17, 2019 0:00","2019-12-17",{"v":46,"d":"46.0"},37.1,{"v":25,"d":"25.0"},19.9,14.13,0.0752,0.13,13.33]
["December",17,"1AM to 2AM",1,"December 17, 2019 1:00","2019-12-17T01:00:00",{"v":46,"d":"46.0"},38.5,28.9,{"v":24,"d":"24.0"},14.76,0.0752,0.16,13.34]
["December",17,"2AM to 3AM",2,"December 17, 2019 2:00","2019-12-17T02:00:00",{"v":45,"d":"45.0"},38.7,30.9,26.3,14.85,0.0754,0.17,13.32]
["December",17,"3AM to 4AM",3,"December 17, 2019 3:00","2019-12-17T03:00:00",{"v":43,"d":"43.0"},38.1,{"v":32,"d":"32.0"},27.6,14.58,0.0756,0.18,13.27]
["December",17,"4AM to 5AM",4,"December 17, 2019 4:00","2019-12-17T04:00:00",42.1,38.1,33.1,28.9,14.56,0.0758,0.19,13.25]
["December",17,"5AM to 6AM",5,"December 17, 2019 5:00","2019-12-17T05:00:00",{"v":41,"d":"41.0"},37.5,33.1,28.9,14.29,0.0759,0.19,13.22]
["December",17,"6AM to 7AM",6,"December 17, 2019 6:00","2019-12-17T06:00:00",42.1,38.4,{"v":34,"d":"34.0"},29.9,14.72,0.0758,{"v":0.2,"d":"0.20"},13.26]
["December",17,"7AM to 8AM",7,"December 17, 2019 7:00","2019-12-17T07:00:00",{"v":43,"d":"43.0"},38.9,{"v":34,"d":"34.0"},29.9,14.94,0.0756,{"v":0.2,"d":"0.20"},13.28]
["December",17,"8AM to 9AM",8,"December 17, 2019 8:00","2019-12-17T08:00:00",44.1,39.1,33.1,28.9,15.03,0.0755,0.19,{"v":13.3,"d":"13.30"}]
["December",17,"9AM to 10AM",9,"December 17, 2019 9:00","2019-12-17T09:00:00",{"v":48,"d":"48.0"},40.7,{"v":32,"d":"32.0"},27.6,{"v":15.8,"d":"15.80"},0.0749,0.18,13.41]
["December",17,"10AM to 11AM",10,"December 17, 2019 10:00","2019-12-17T10:00:00",{"v":50,"d":"50.0"},{"v":39,"d":"39.0"},24.1,19.1,14.96,0.0747,0.12,13.43]
["December",17,"11AM to 12PM",11,"December 17, 2019 11:00","2019-12-17T11:00:00",{"v":52,"d":"52.0"},39.7,{"v":23,"d":"23.0"},18.1,15.29,0.0744,0.12,13.48]
["December",17,"12PM to 1PM",12,"December 17, 2019 12:00","2019-12-17T12:00:00",{"v":55,"d":"55.0"},42.4,{"v":27,"d":"27.0"},21.9,{"v":16.6,"d":"16.60"},0.0739,0.14,13.57]
["December",17,"1PM to 2PM",13,"December 17, 2019 13:00","2019-12-17T13:00:00",{"v":55,"d":"55.0"},43.1,28.9,{"v":24,"d":"24.0"},16.93,0.0739,0.16,13.58]
["December",17,"2PM to 3PM",14,"December 17, 2019 14:00","2019-12-17T14:00:00",{"v":57,"d":"57.0"},43.7,{"v":28,"d":"28.0"},{"v":23,"d":"23.0"},17.26,0.0736,0.15,13.63]
["December",17,"3PM to 4PM",15,"December 17, 2019 15:00","2019-12-17T15:00:00",{"v":57,"d":"57.0"},43.1,26.1,{"v":21,"d":"21.0"},16.94,0.0736,0.14,13.62]
["December",17,"4PM to 5PM",16,"December 17, 2019 16:00","2019-12-17T16:00:00",55.9,42.9,{"v":27,"d":"27.0"},21.9,16.82,0.0738,0.14,{"v":13.6,"d":"13.60"}]
["December",17,"5PM to 6PM",17,"December 17, 2019 17:00","2019-12-17T17:00:00",53.1,40.8,{"v":25,"d":"25.0"},19.9,15.82,0.0742,0.13,13.51]
["December",17,"6PM to 7PM",18,"December 17, 2019 18:00","2019-12-17T18:00:00",{"v":52,"d":"52.0"},40.9,{"v":27,"d":"27.0"},21.9,15.86,0.0743,0.14,13.49]
["December",17,"7PM to 8PM",19,"December 17, 2019 19:00","2019-12-17T19:00:00",{"v":50,"d":"50.0"},40.2,{"v":28,"d":"28.0"},{"v":23,"d":"23.0"},15.56,0.0746,0.15,13.44]
["December",17,"8PM to 9PM",20,"December 17, 2019 20:00","2019-12-17T20:00:00",48.9,{"v":40,"d":"40.0"},28.9,{"v":24,"d":"24.0"},15.45,0.0748,0.16,13.42]
["December",17,"9PM to 10PM",21,"December 17, 2019 21:00","2019-12-17T21:00:00",{"v":48,"d":"48.0"},40.7,{"v":32,"d":"32.0"},27.6,{"v":15.8,"d":"15.80"},0.0749,0.18,13.41]
["December",17,"10PM to 11PM",22,"December 17, 2019 22:00","2019-12-17T22:00:00",{"v":46,"d":"46.0"},39.3,30.9,26.3,15.11,0.0752,0.17,13.35]
["December",17,"11PM to 12AM",23,"December 17, 2019 23:00","2019-12-17T23:00:00",{"v":45,"d":"45.0"},39.6,33.1,28.9,15.25,0.0753,0.19,13.33]
["December",18,"12AM to 1AM",0,"December 18, 2019 0:00","2019-12-18",44.1,38.7,{"v":32,"d":"32.0"},27.6,14.84,0.0755,0.18,{"v":13.3,"d":"13.30"}]
["December",18,"1AM to 2AM",1,"December 18, 2019 1:00","2019-12-18T01:00:00",{"v":43,"d":"43.0"},38.9,{"v":34,"d":"34.0"},29.9,14.94,0.0756,{"v":0.2,"d":"0.20"},13.28]
["December",18,"2AM to 3AM",2,"December 18, 2019 2:00","2019-12-18T02:00:00",{"v":41,"d":"41.0"},38.3,35.1,31.3,14.66,0.0759,{"v":0.2,"d":"0.20"},13.23]
["December",18,"3AM to 4AM",3,"December 18, 2019 3:00","2019-12-18T03:00:00",39.9,37.3,{"v":34,"d":"34.0"},29.9,{"v":14.2,"d":"14.20"},0.0761,{"v":0.2,"d":"0.20"},{"v":13.2,"d":"13.20"}]
["December",18,"4AM to 5AM",4,"December 18, 2019 4:00","2019-12-18T04:00:00",{"v":39,"d":"39.0"},36.4,33.1,28.9,13.82,0.0762,0.19,13.17]
["December",18,"5AM to 6AM",5,"December 18, 2019 5:00","2019-12-18T05:00:00",{"v":39,"d":"39.0"},36.4,33.1,28.9,13.82,0.0762,0.19,13.17]
["December",18,"6AM to 7AM",6,"December 18, 2019 6:00","2019-12-18T06:00:00",{"v":39,"d":"39.0"},{"v":36,"d":"36.0"},{"v":32,"d":"32.0"},27.6,13.63,0.0762,0.18,13.17]
["December",18,"7AM to 8AM",7,"December 18, 2019 7:00","2019-12-18T07:00:00",{"v":39,"d":"39.0"},36.4,33.1,28.9,13.82,0.0762,0.19,13.17]
["December",18,"8AM to 9AM",8,"December 18, 2019 8:00","2019-12-18T08:00:00",42.1,38.1,33.1,28.9,14.56,0.0758,0.19,13.25]
["December",18,"9AM to 10AM",9,"December 18, 2019 9:00","2019-12-18T09:00:00",46.9,40.6,33.1,28.9,15.73,{"v":0.075,"d":"0.0750"},0.19,13.38]
["December",18,"10AM to 11AM",10,"December 18, 2019 10:00","2019-12-18T10:00:00",48.9,40.8,30.9,26.3,15.81,0.0748,0.17,13.42]
["December",18,"11AM to 12PM",11,"December 18, 2019 11:00","2019-12-18T11:00:00",51.1,41.9,30.9,26.3,16.33,0.0745,0.17,13.48]
["December",18,"12PM to 1PM",12,"December 18, 2019 12:00","2019-12-18T12:00:00",53.1,42.1,28.9,{"v":24,"d":"24.0"},16.45,0.0742,0.16,13.53]
["December",18,"1PM to 2PM",13,"December 18, 2019 13:00","2019-12-18T13:00:00",{"v":55,"d":"55.0"},42.4,{"v":27,"d":"27.0"},21.9,{"v":16.6,"d":"16.60"},0.0739,0.14,13.57]
["December",18,"2PM to 3PM",14,"December 18, 2019 14:00","2019-12-18T14:00:00",55.9,42.9,{"v":27,"d":"27.0"},21.9,16.82,0.0738,0.14,{"v":13.6,"d":"13.60"}]
["December",18,"3PM to 4PM",15,"December 18, 2019 15:00","2019-12-18T15:00:00",55.9,{"v":42,"d":"42.0"},24.1,19.1,16.39,0.0738,0.12,13.59]
["December",18,"4PM to 5PM",16,"December 18, 2019 16:00","2019-12-18T16:00:00",{"v":55,"d":"55.0"},41.8,{"v":25,"d":"25.0"},19.9,{"v":16.3,"d":"16.30"},0.0739,0.13,13.57]
["December",18,"5PM to 6PM",17,"December 18, 2019 17:00","2019-12-18T17:00:00",53.1,41.1,26.1,{"v":21,"d":"21.0"},15.98,0.0742,0.14,13.52]
["December",18,"6PM to 7PM",18,"December 18, 2019 18:00","2019-12-18T18:00:00",51.1,40.4,{"v":27,"d":"27.0"},21.9,15.65,0.0745,0.14,13.47]
["December",18,"7PM to 8PM",19,"December 18, 2019 19:00","2019-12-18T19:00:00",51.1,40.8,{"v":28,"d":"28.0"},{"v":23,"d":"23.0"},15.82,0.0745,0.15,13.47]
["December",18,"8PM to 9PM",20,"December 18, 2019 20:00","2019-12-18T20:00:00",48.9,39.7,{"v":28,"d":"28.0"},{"v":23,"d":"23.0"},{"v":15.3,"d":"15.30"},0.0748,0.15,13.41]
["December",18,"9PM to 10PM",21,"December 18, 2019 21:00","2019-12-18T21:00:00",46.9,39.7,30.9,26.3,15.33,0.0751,0.17,13.37]
["December",18,"10PM to 11PM",22,"December 18, 2019 22:00","2019-12-18T22:00:00",{"v":45,"d":"45.0"},38.7,30.9,26.3,14.85,0.0754,0.17,13.32]
["December",18,"11PM to 12AM",23,"December 18, 2019 23:00","2019-12-18T23:00:00",{"v":43,"d":"43.0"},37.7,30.9,26.3,14.38,0.0757,0.17,13.27]
["December",19,"12AM to 1AM",0,"December 19, 2019 0:00","2019-12-19",{"v":43,"d":"43.0"},37.7,30.9,26.3,14.38,0.0757,0.17,13.27]
["December",19,"1AM to 2AM",1,{"$f":"A8457&\" \"&B8457&\", \"&$D$5&\" \"&D8457&\":00\"","v":"December 19, 2019 1:00"},{"$f":"DATEVALUE(E8457)+TIMEVALUE(E8457)","v":"2019-12-19T01:00:00"},{"v":41,"d":"41.0"},36.6,30.9,26.3,{"v":13.9,"d":"13.90"},{"v":0.076,"d":"0.0760"},0.17,13.22]
["December",19,"2AM to 3AM",{"$f":"IF(D8457+1>23,0,D8457+1)","v":2},"December 19, 2019 2:00","2019-12-19T02:00:00",39.9,{"v":36,"d":"36.0"},30.9,26.3,13.64,0.0761,0.17,13.19]
["December",19,"3AM to 4AM",3,"December 19, 2019 3:00","2019-12-19T03:00:00",{"v":41,"d":"41.0"},36.6,30.9,26.3,{"v":13.9,"d":"13.90"},{"v":0.076,"d":"0.0760"},0.17,13.22]
["December",19,"4AM to 5AM",4,"December 19, 2019 4:00","2019-12-19T04:00:00",39.9,35.6,{"v":30,"d":"30.0"},25.2,13.47,0.0761,0.16,13.18]
["December",19,"5AM to 6AM",5,"December 19, 2019 5:00","2019-12-19T05:00:00",{"v":39,"d":"39.0"},35.1,{"v":30,"d":"30.0"},25.2,13.25,0.0763,0.16,13.16]
["December",19,"6AM to 7AM",6,"December 19, 2019 6:00","2019-12-19T06:00:00",39.9,35.6,{"v":30,"d":"30.0"},25.2,13.47,0.0761,0.16,13.18]
["December",19,"7AM to 8AM",7,"December 19, 2019 7:00","2019-12-19T07:00:00",39.9,{"v":36,"d":"36.0"},30.9,26.3,13.64,0.0761,0.17,13.19]
["December",19,"8AM to 9AM",8,"December 19, 2019 8:00","2019-12-19T08:00:00",44.1,38.2,30.9,26.3,14.64,0.0755,0.17,{"v":13.3,"d":"13.30"}]
["December",19,"9AM to 10AM",9,"December 19, 2019 9:00","2019-12-19T09:00:00",46.9,39.4,{"v":30,"d":"30.0"},25.2,15.17,0.0751,0.16,13.37]
["December",19,"10AM to 11AM",10,"December 19, 2019 10:00","2019-12-19T10:00:00",51.1,41.5,{"v":30,"d":"30.0"},25.2,16.17,0.0745,0.16,13.48]
["December",19,"11AM to 12PM",11,"December 19, 2019 11:00","2019-12-19T11:00:00",55.9,43.5,28.9,{"v":24,"d":"24.0"},17.15,0.0738,0.16,{"v":13.6,"d":"13.60"}]
["December",19,"12PM to 1PM",12,"December 19, 2019 12:00","2019-12-19T12:00:00",57.9,44.2,{"v":28,"d":"28.0"},{"v":23,"d":"23.0"},17.47,0.0735,0.15,13.65]
["December",19,"1PM to 2PM",13,"December 19, 2019 13:00","2019-12-19T13:00:00",{"v":59,"d":"59.0"},45.4,{"v":30,"d":"30.0"},25.2,18.08,0.0733,0.16,13.69]
["December",19,"2PM to 3PM",14,"December 19, 2019 14:00","2019-12-19T14:00:00",{"v":61,"d":"61.0"},46.3,{"v":30,"d":"30.0"},25.2,18.56,{"v":0.073,"d":"0.0730"},0.16,13.74]
["December",19,"3PM to 4PM",15,"December 19, 2019 15:00","2019-12-19T15:00:00",{"v":61,"d":"61.0"},{"v":47,"d":"47.0"},{"v":32,"d":"32.0"},27.6,18.93,{"v":0.073,"d":"0.0730"},0.18,13.75]
["December",19,"4PM to 5PM",16,"December 19, 2019 16:00","2019-12-19T16:00:00",60.1,46.6,{"v":32,"d":"32.0"},27.6,18.72,0.0732,0.18,13.72]
["December",19,"5PM to 6PM",17,"December 19, 2019 17:00","2019-12-19T17:00:00",57.9,45.6,{"v":32,"d":"32.0"},27.6,18.19,0.0735,0.18,13.67]
["December",19,"6PM to 7PM",18,"December 19, 2019 18:00","2019-12-19T18:00:00",57.9,46.2,{"v":34,"d":"34.0"},29.9,18.55,0.0734,{"v":0.2,"d":"0.20"},13.67]
["December",19,"7PM to 8PM",19,"December 19, 2019 19:00","2019-12-19T19:00:00",57.9,47.4,{"v":37,"d":"37.0"},33.8,19.16,0.0734,0.22,13.69]
["December",19,"8PM to 9PM",20,"December 19, 2019 20:00","2019-12-19T20:00:00",57.9,48.2,{"v":39,"d":"39.0"},36.6,19.58,0.0734,0.24,13.69]
["December",19,"9PM to 10PM",21,"December 19, 2019 21:00","2019-12-19T21:00:00",55.9,48.6,42.1,41.2,19.83,0.0737,0.27,13.66]
["December",19,"10PM to 11PM",22,"December 19, 2019 22:00","2019-12-19T22:00:00",{"v":55,"d":"55.0"},48.2,42.1,41.2,19.61,0.0738,0.27,13.63]
["December",19,"11PM to 12AM",23,"December 19, 2019 23:00","2019-12-19T23:00:00",{"v":54,"d":"54.0"},47.7,42.1,41.2,19.35,0.0739,0.27,{"v":13.6,"d":"13.60"}]
["December",20,"12AM to 1AM",0,"December 20, 2019 0:00","2019-12-20",55.9,48.6,42.1,41.2,19.83,0.0737,0.27,13.66]
["December",20,"1AM to 2AM",1,"December 20, 2019 1:00","2019-12-20T01:00:00",55.9,48.6,42.1,41.2,19.83,0.0737,0.27,13.66]
["December",20,"2AM to 3AM",2,"December 20, 2019 2:00","2019-12-20T02:00:00",{"v":55,"d":"55.0"},48.2,42.1,41.2,19.61,0.0738,0.27,13.63]
["December",20,"3AM to 4AM",3,"December 20, 2019 3:00","2019-12-20T03:00:00",{"v":54,"d":"54.0"},47.7,42.1,41.2,19.35,0.0739,0.27,{"v":13.6,"d":"13.60"}]
["December",20,"4AM to 5AM",4,"December 20, 2019 4:00","2019-12-20T04:00:00",53.1,48.2,44.1,44.5,19.64,{"v":0.074,"d":"0.0740"},0.29,13.59]
["December",20,"5AM to 6AM",5,"December 20, 2019 5:00","2019-12-20T05:00:00",51.1,47.3,44.1,44.5,19.16,0.0743,0.29,13.54]
["December",20,"6AM to 7AM",6,"December 20, 2019 6:00","2019-12-20T06:00:00",53.1,47.7,{"v":43,"d":"43.0"},42.7,19.36,0.0741,0.28,13.58]
["December",20,"7AM to 8AM",7,"December 20, 2019 7:00","2019-12-20T07:00:00",53.1,46.8,{"v":41,"d":"41.0"},39.5,18.87,0.0741,0.26,13.58]
["December",20,"8AM to 9AM",8,"December 20, 2019 8:00","2019-12-20T08:00:00",53.1,46.8,{"v":41,"d":"41.0"},39.5,18.87,0.0741,0.26,13.58]
["December",20,"9AM to 10AM",9,"December 20, 2019 9:00","2019-12-20T09:00:00",53.1,46.8,{"v":41,"d":"41.0"},39.5,18.87,0.0741,0.26,13.58]
["December",20,"10AM to 11AM",10,"December 20, 2019 10:00","2019-12-20T10:00:00",53.1,45.5,37.9,35.1,18.17,0.0741,0.23,13.56]
["December",20,"11AM to 12PM",11,"December 20, 2019 11:00","2019-12-20T11:00:00",{"v":50,"d":"50.0"},44.5,{"v":39,"d":"39.0"},36.6,17.67,0.0745,0.24,13.49]
["December",20,"12PM to 1PM",12,"December 20, 2019 12:00","2019-12-20T12:00:00",{"v":48,"d":"48.0"},43.6,{"v":39,"d":"39.0"},36.6,17.19,0.0748,0.24,13.43]
["December",20,"1PM to 2PM",13,"December 20, 2019 13:00","2019-12-20T13:00:00",{"v":48,"d":"48.0"},43.1,37.9,35.1,16.95,0.0748,0.23,13.43]
["December",20,"2PM to 3PM",14,"December 20, 2019 14:00","2019-12-20T14:00:00",46.9,42.6,37.9,35.1,16.69,{"v":0.075,"d":"0.0750"},0.23,{"v":13.4,"d":"13.40"}]
["December",20,"3PM to 4PM",15,"December 20, 2019 15:00","2019-12-20T15:00:00",46.9,41.7,{"v":36,"d":"36.0"},32.4,16.28,{"v":0.075,"d":"0.0750"},0.21,13.39]
["December",20,"4PM to 5PM",16,"December 20, 2019 16:00","2019-12-20T16:00:00",46.9,41.7,{"v":36,"d":"36.0"},32.4,16.28,{"v":0.075,"d":"0.0750"},0.21,13.39]
["December",20,"5PM to 6PM",17,"December 20, 2019 17:00","2019-12-20T17:00:00",{"v":46,"d":"46.0"},40.9,35.1,31.3,15.88,0.0752,{"v":0.2,"d":"0.20"},13.36]
["December",20,"6PM to 7PM",18,"December 20, 2019 18:00","2019-12-20T18:00:00",44.1,39.5,{"v":34,"d":"34.0"},29.9,{"v":15.2,"d":"15.20"},0.0755,{"v":0.2,"d":"0.20"},13.31]
["December",20,"7PM to 8PM",19,"December 20, 2019 19:00","2019-12-20T19:00:00",44.1,39.5,{"v":34,"d":"34.0"},29.9,{"v":15.2,"d":"15.20"},0.0755,{"v":0.2,"d":"0.20"},13.31]
["December",20,"8PM to 9PM",20,"December 20, 2019 20:00","2019-12-20T20:00:00",{"v":43,"d":"43.0"},39.3,35.1,31.3,15.14,0.0756,{"v":0.2,"d":"0.20"},13.28]
["December",20,"9PM to 10PM",21,"December 20, 2019 21:00","2019-12-20T21:00:00",44.1,40.3,{"v":36,"d":"36.0"},32.4,15.58,0.0754,0.21,13.32]
["December",20,"10PM to 11PM",22,"December 20, 2019 22:00","2019-12-20T22:00:00",{"v":45,"d":"45.0"},39.6,33.1,28.9,15.25,0.0753,0.19,13.33]
["December",20,"11PM to 12AM",23,"December 20, 2019 23:00","2019-12-20T23:00:00",{"v":46,"d":"46.0"},38.2,{"v":28,"d":"28.0"},{"v":23,"d":"23.0"},14.61,0.0752,0.15,13.34]
["December",21,"12AM to 1AM",0,"December 21, 2019 0:00","2019-12-21",{"v":45,"d":"45.0"},36.9,26.1,{"v":21,"d":"21.0"},14.03,0.0754,0.14,{"v":13.3,"d":"13.30"}]
["December",21,"1AM to 2AM",1,"December 21, 2019 1:00","2019-12-21T01:00:00",{"v":45,"d":"45.0"},36.5,{"v":25,"d":"25.0"},19.9,13.87,0.0754,0.13,{"v":13.3,"d":"13.30"}]
["December",21,"2AM to 3AM",2,"December 21, 2019 2:00","2019-12-21T02:00:00",{"v":43,"d":"43.0"},36.5,{"v":28,"d":"28.0"},{"v":23,"d":"23.0"},13.87,0.0757,0.15,13.26]
["December",21,"3AM to 4AM",3,"December 21, 2019 3:00","2019-12-21T03:00:00",{"v":41,"d":"41.0"},{"v":35,"d":"35.0"},{"v":27,"d":"27.0"},21.9,13.21,{"v":0.076,"d":"0.0760"},0.14,{"v":13.2,"d":"13.20"}]
["December",21,"4AM to 5AM",4,"December 21, 2019 4:00","2019-12-21T04:00:00",{"v":39,"d":"39.0"},33.9,{"v":27,"d":"27.0"},21.9,12.74,0.0763,0.14,13.15]
["December",21,"5AM to 6AM",5,"December 21, 2019 5:00","2019-12-21T05:00:00",37.9,33.3,{"v":27,"d":"27.0"},21.9,12.48,0.0764,0.14,13.12]
["December",21,"6AM to 7AM",6,"December 21, 2019 6:00","2019-12-21T06:00:00",{"v":37,"d":"37.0"},{"v":31,"d":"31.0"},{"v":23,"d":"23.0"},18.1,11.68,0.0766,0.12,13.09]
["December",21,"7AM to 8AM",7,"December 21, 2019 7:00","2019-12-21T07:00:00",{"v":37,"d":"37.0"},32.1,{"v":25,"d":"25.0"},19.9,11.96,0.0766,0.13,13.09]
["December",21,"8AM to 9AM",8,"December 21, 2019 8:00","2019-12-21T08:00:00",{"v":39,"d":"39.0"},32.9,24.1,19.1,12.31,0.0763,0.12,13.14]
["December",21,"9AM to 10AM",9,"December 21, 2019 9:00","2019-12-21T09:00:00",39.9,33.1,{"v":23,"d":"23.0"},18.1,12.38,0.0762,0.12,13.16]
["December",21,"10AM to 11AM",10,"December 21, 2019 10:00","2019-12-21T10:00:00",{"v":41,"d":"41.0"},{"v":34,"d":"34.0"},24.1,19.1,12.79,{"v":0.076,"d":"0.0760"},0.12,13.19]
["December",21,"11AM to 12PM",11,"December 21, 2019 11:00","2019-12-21T11:00:00",{"v":43,"d":"43.0"},34.5,21.9,17.2,12.98,0.0757,0.11,13.24]
["December",21,"12PM to 1PM",12,"December 21, 2019 12:00","2019-12-21T12:00:00",44.1,35.8,24.1,19.1,13.52,0.0755,0.12,13.27]
["December",21,"1PM to 2PM",13,"December 21, 2019 13:00","2019-12-21T13:00:00",{"v":45,"d":"45.0"},36.9,26.1,{"v":21,"d":"21.0"},14.03,0.0754,0.14,{"v":13.3,"d":"13.30"}]
["December",21,"2PM to 3PM",14,"December 21, 2019 14:00","2019-12-21T14:00:00",{"v":45,"d":"45.0"},36.9,26.1,{"v":21,"d":"21.0"},14.03,0.0754,0.14,{"v":13.3,"d":"13.30"}]
["December",21,"3PM to 4PM",15,"December 21, 2019 15:00","2019-12-21T15:00:00",44.1,36.4,26.1,{"v":21,"d":"21.0"},13.81,0.0755,0.14,13.28]
["December",21,"4PM to 5PM",16,"December 21, 2019 16:00","2019-12-21T16:00:00",{"v":43,"d":"43.0"},35.5,{"v":25,"d":"25.0"},19.9,13.39,0.0757,0.13,13.25]
["December",21,"5PM to 6PM",17,{"$f":"A8521&\" \"&B8521&\", \"&$D$5&\" \"&D8521&\":00\"","v":"December 21, 2019 17:00"},{"$f":"DATEVALUE(E8521)+TIMEVALUE(E8521)","v":"2019-12-21T17:00:00"},{"v":43,"d":"43.0"},35.5,{"v":25,"d":"25.0"},19.9,13.39,0.0757,0.13,13.25]
["December",21,"6PM to 7PM",{"$f":"IF(D8521+1>23,0,D8521+1)","v":18},"December 21, 2019 18:00","2019-12-21T18:00:00",{"v":43,"d":"43.0"},35.5,{"v":25,"d":"25.0"},19.9,13.39,0.0757,0.13,13.25]
["December",21,"7PM to 8PM",19,"December 21, 2019 19:00","2019-12-21T19:00:00",{"v":41,"d":"41.0"},37.5,33.1,28.9,14.29,0.0759,0.19,13.22]
["December",21,"8PM to 9PM",20,"December 21, 2019 20:00","2019-12-21T20:00:00",{"v":39,"d":"39.0"},36.4,33.1,28.9,13.82,0.0762,0.19,13.17]
["December",21,"9PM to 10PM",21,"December 21, 2019 21:00","2019-12-21T21:00:00",37.9,35.4,{"v":32,"d":"32.0"},27.6,13.36,0.0764,0.18,13.14]
["December",21,"10PM to 11PM",22,"December 21, 2019 22:00","2019-12-21T22:00:00",37.9,35.4,{"v":32,"d":"32.0"},27.6,13.36,0.0764,0.18,13.14]
["December",21,"11PM to 12AM",23,"December 21, 2019 23:00","2019-12-21T23:00:00",{"v":37,"d":"37.0"},34.4,30.9,26.3,12.94,0.0766,0.17,13.11]
["December",22,"12AM to 1AM",0,"December 22, 2019 0:00","2019-12-22",{"v":36,"d":"36.0"},34.3,{"v":32,"d":"32.0"},27.6,12.89,0.0767,0.18,13.09]
["December",22,"1AM to 2AM",1,"December 22, 2019 1:00","2019-12-22T01:00:00",{"v":37,"d":"37.0"},35.3,33.1,28.9,13.34,0.0765,0.19,13.12]
["December",22,"2AM to 3AM",2,"December 22, 2019 2:00","2019-12-22T02:00:00",{"v":36,"d":"36.0"},34.3,{"v":32,"d":"32.0"},27.6,12.89,0.0767,0.18,13.09]
["December",22,"3AM to 4AM",3,"December 22, 2019 3:00","2019-12-22T03:00:00",{"v":36,"d":"36.0"},31.1,{"v":25,"d":"25.0"},19.9,{"v":11.7,"d":"11.70"},0.0768,0.13,13.06]
["December",22,"4AM to 5AM",4,"December 22, 2019 4:00","2019-12-22T04:00:00",{"v":36,"d":"36.0"},31.5,26.1,{"v":21,"d":"21.0"},11.86,0.0768,0.14,13.07]
["December",22,"5AM to 6AM",5,"December 22, 2019 5:00","2019-12-22T05:00:00",{"v":36,"d":"36.0"},31.5,26.1,{"v":21,"d":"21.0"},11.86,0.0768,0.14,13.07]
["December",22,"6AM to 7AM",6,"December 22, 2019 6:00","2019-12-22T06:00:00",{"v":36,"d":"36.0"},31.5,26.1,{"v":21,"d":"21.0"},11.86,0.0768,0.14,13.07]
["December",22,"7AM to 8AM",7,"December 22, 2019 7:00","2019-12-22T07:00:00",35.1,32.4,28.9,{"v":24,"d":"24.0"},12.11,0.0769,0.16,13.05]
["December",22,"8AM to 9AM",8,"December 22, 2019 8:00","2019-12-22T08:00:00",{"v":37,"d":"37.0"},31.4,24.1,19.1,11.83,0.0766,0.12,13.09]
["December",22,"9AM to 10AM",9,"December 22, 2019 9:00","2019-12-22T09:00:00",{"v":39,"d":"39.0"},32.6,{"v":23,"d":"23.0"},18.1,12.16,0.0763,0.12,13.14]
["December",22,"10AM to 11AM",10,"December 22, 2019 10:00","2019-12-22T10:00:00",{"v":41,"d":"41.0"},33.1,{"v":21,"d":"21.0"},16.5,12.39,{"v":0.076,"d":"0.0760"},0.11,13.19]
["December",22,"11AM to 12PM",11,"December 22, 2019 11:00","2019-12-22T11:00:00",42.1,32.7,17.1,13.6,{"v":12.2,"d":"12.20"},0.0759,0.09,13.21]
["December",22,"12PM to 1PM",12,"December 22, 2019 12:00","2019-12-22T12:00:00",{"v":43,"d":"43.0"},31.7,{"v":14,"d":"14.0"},11.7,12.13,0.0757,0.08,13.22]
["December",22,"1PM to 2PM",13,"December 22, 2019 13:00","2019-12-22T13:00:00",{"v":43,"d":"43.0"},31.7,{"v":14,"d":"14.0"},11.7,12.13,0.0757,0.08,13.22]
["December",22,"2PM to 3PM",14,"December 22, 2019 14:00","2019-12-22T14:00:00",{"v":45,"d":"45.0"},{"v":33,"d":"33.0"},10.9,10.1,12.35,0.0755,0.07,13.27]
["December",22,"3PM to 4PM",15,"December 22, 2019 15:00","2019-12-22T15:00:00",{"v":46,"d":"46.0"},32.7,{"v":5,"d":"5.0"},7.4,{"v":12.2,"d":"12.20"},0.0753,0.05,13.29]
["December",22,"4PM to 5PM",16,"December 22, 2019 16:00","2019-12-22T16:00:00",44.1,30.4,{"v":3,"d":"3.0"},6.7,11.62,0.0756,0.04,13.24]
["December",22,"5PM to 6PM",17,"December 22, 2019 17:00","2019-12-22T17:00:00",42.1,28.8,-0.9,5.5,10.95,0.0759,0.04,13.18]
["December",22,"6PM to 7PM",18,"December 22, 2019 18:00","2019-12-22T18:00:00",39.9,28.2,3.9,{"v":7,"d":"7.0"},10.67,0.0762,0.05,13.13]
["December",22,"7PM to 8PM",19,"December 22, 2019 19:00","2019-12-22T19:00:00",37.9,27.6,{"v":7,"d":"7.0"},8.2,10.38,0.0765,0.05,13.08]
["December",22,"8PM to 9PM",20,"December 22, 2019 20:00","2019-12-22T20:00:00",{"v":36,"d":"36.0"},26.3,6.1,7.9,9.84,0.0768,0.05,13.03]
["December",22,"9PM to 10PM",21,"December 22, 2019 21:00","2019-12-22T21:00:00",{"v":36,"d":"36.0"},25.5,{"v":1,"d":"1.0"},6.1,9.57,0.0769,0.04,13.02]
["December",22,"10PM to 11PM",22,"December 22, 2019 22:00","2019-12-22T22:00:00",35.1,25.6,{"v":5,"d":"5.0"},7.4,9.56,{"v":0.077,"d":"0.0770"},0.05,{"v":13,"d":"13.00"}]
["December",22,"11PM to 12AM",23,"December 22, 2019 23:00","2019-12-22T23:00:00",33.1,24.8,{"v":7,"d":"7.0"},8.2,9.21,0.0773,0.05,12.95]
["December",23,"12AM to 1AM",0,"December 23, 2019 0:00","2019-12-23",{"v":32,"d":"32.0"},24.3,8.1,8.7,9.02,0.0775,0.06,12.93]
["December",23,"1AM to 2AM",1,"December 23, 2019 1:00","2019-12-23T01:00:00",{"v":30,"d":"30.0"},23.1,8.1,8.7,8.54,0.0778,0.06,12.87]
["December",23,"2AM to 3AM",2,"December 23, 2019 2:00","2019-12-23T02:00:00",28.9,22.9,{"v":10,"d":"10.0"},9.6,8.42,0.0779,0.06,12.85]
["December",23,"3AM to 4AM",3,"December 23, 2019 3:00","2019-12-23T03:00:00",{"v":28,"d":"28.0"},22.5,10.9,10.1,8.28,0.0781,0.07,12.83]
["December",23,"4AM to 5AM",4,"December 23, 2019 4:00","2019-12-23T04:00:00",{"v":27,"d":"27.0"},22.1,{"v":12,"d":"12.0"},10.6,{"v":8.1,"d":"8.10"},0.0782,0.07,{"v":12.8,"d":"12.80"}]
["December",23,"5AM to 6AM",5,"December 23, 2019 5:00","2019-12-23T05:00:00",{"v":28,"d":"28.0"},22.7,{"v":12,"d":"12.0"},10.6,8.36,0.0781,0.07,12.83]
["December",23,"6AM to 7AM",6,"December 23, 2019 6:00","2019-12-23T06:00:00",{"v":27,"d":"27.0"},22.1,{"v":12,"d":"12.0"},10.6,{"v":8.1,"d":"8.10"},0.0782,0.07,{"v":12.8,"d":"12.80"}]
["December",23,"7AM to 8AM",7,"December 23, 2019 7:00","2019-12-23T07:00:00",{"v":27,"d":"27.0"},22.3,12.9,11.1,8.18,0.0782,0.07,{"v":12.8,"d":"12.80"}]
["December",23,"8AM to 9AM",8,"December 23, 2019 8:00","2019-12-23T08:00:00",30.9,24.5,{"v":12,"d":"12.0"},10.6,9.05,0.0776,0.07,{"v":12.9,"d":"12.90"}]
["December",23,"9AM to 10AM",9,"December 23, 2019 9:00","2019-12-23T09:00:00",{"v":37,"d":"37.0"},28.1,{"v":12,"d":"12.0"},10.6,10.53,0.0767,0.07,13.06]
["December",23,"10AM to 11AM",10,"December 23, 2019 10:00","2019-12-23T10:00:00",{"v":39,"d":"39.0"},28.4,8.1,8.7,10.71,0.0764,0.06,13.11]
["December",23,"11AM to 12PM",11,"December 23, 2019 11:00","2019-12-23T11:00:00",{"v":41,"d":"41.0"},29.6,{"v":9,"d":"9.0"},9.1,11.25,0.0761,0.06,13.16]
["December",23,"12PM to 1PM",12,"December 23, 2019 12:00","2019-12-23T12:00:00",{"v":43,"d":"43.0"},30.5,8.1,8.7,11.66,0.0758,0.06,13.21]
["December",23,"1PM to 2PM",13,"December 23, 2019 13:00","2019-12-23T13:00:00",44.1,31.1,8.1,8.7,11.92,0.0756,0.06,13.24]
["December",23,"2PM to 3PM",14,"December 23, 2019 14:00","2019-12-23T14:00:00",{"v":46,"d":"46.0"},33.3,{"v":9,"d":"9.0"},9.1,12.46,0.0753,0.06,{"v":13.3,"d":"13.30"}]
["December",23,"3PM to 4PM",15,"December 23, 2019 15:00","2019-12-23T15:00:00",46.9,33.6,8.1,8.7,12.61,0.0752,0.06,13.32]
["December",23,"4PM to 5PM",16,"December 23, 2019 16:00","2019-12-23T16:00:00",{"v":46,"d":"46.0"},33.1,8.1,8.7,{"v":12.4,"d":"12.40"},0.0753,0.06,{"v":13.3,"d":"13.30"}]
["December",23,"5PM to 6PM",17,"December 23, 2019 17:00","2019-12-23T17:00:00",44.1,32.7,{"v":12,"d":"12.0"},10.6,12.22,0.0756,0.07,13.25]
["December",23,"6PM to 7PM",18,"December 23, 2019 18:00","2019-12-23T18:00:00",{"v":43,"d":"43.0"},31.9,15.1,12.3,12.22,0.0757,0.08,13.23]
["December",23,"7PM to 8PM",19,"December 23, 2019 19:00","2019-12-23T19:00:00",42.1,32.2,15.1,12.3,12.01,0.0759,0.08,{"v":13.2,"d":"13.20"}]
["December",23,"8PM to 9PM",20,"December 23, 2019 20:00","2019-12-23T20:00:00",{"v":39,"d":"39.0"},30.1,{"v":16,"d":"16.0"},12.9,11.36,0.0763,0.08,13.12]
["December",23,"9PM to 10PM",21,"December 23, 2019 21:00","2019-12-23T21:00:00",37.9,{"v":29,"d":"29.0"},{"v":14,"d":"14.0"},11.7,10.91,0.0765,0.08,13.09]
["December",23,"10PM to 11PM",22,"December 23, 2019 22:00","2019-12-23T22:00:00",39.9,29.2,{"v":10,"d":"10.0"},9.6,11.07,0.0762,0.06,13.14]
["December",23,"11PM to 12AM",23,"December 23, 2019 23:00","2019-12-23T23:00:00",{"v":39,"d":"39.0"},27.9,{"v":5,"d":"5.0"},7.4,10.52,0.0764,0.05,13.11]
["December",24,"12AM to 1AM",0,"December 24, 2019 0:00","2019-12-24",{"v":39,"d":"39.0"},27.9,{"v":5,"d":"5.0"},7.4,10.52,0.0764,0.05,13.11]
["December",24,"1AM to 2AM",1,"December 24, 2019 1:00","2019-12-24T01:00:00",35.1,27.4,{"v":14,"d":"14.0"},11.7,10.22,{"v":0.077,"d":"0.0770"},0.08,13.02]
["December",24,"2AM to 3AM",2,"December 24, 2019 2:00","2019-12-24T02:00:00",{"v":34,"d":"34.0"},26.5,12.9,11.1,9.87,0.0771,0.07,12.99]
["December",24,"3AM to 4AM",3,"December 24, 2019 3:00","2019-12-24T03:00:00",33.1,25.8,{"v":12,"d":"12.0"},10.6,9.57,0.0773,0.07,12.96]
["December",24,"4AM to 5AM",4,"December 24, 2019 4:00","2019-12-24T04:00:00",{"v":34,"d":"34.0"},25.9,{"v":10,"d":"10.0"},9.6,9.64,0.0771,0.06,12.98]
["December",24,"5AM to 6AM",5,"December 24, 2019 5:00","2019-12-24T05:00:00",33.1,25.4,{"v":10,"d":"10.0"},9.6,9.42,0.0773,0.06,12.96]
["December",24,"6AM to 7AM",6,"December 24, 2019 6:00","2019-12-24T06:00:00",{"v":34,"d":"34.0"},25.9,{"v":10,"d":"10.0"},9.6,9.64,0.0771,0.06,12.98]
["December",24,"7AM to 8AM",7,"December 24, 2019 7:00","2019-12-24T07:00:00",35.1,26.3,{"v":9,"d":"9.0"},9.1,9.82,{"v":0.077,"d":"0.0770"},0.06,13.01]
["December",24,"8AM to 9AM",8,"December 24, 2019 8:00","2019-12-24T08:00:00",{"v":37,"d":"37.0"},27.6,{"v":10,"d":"10.0"},9.6,10.37,0.0767,0.06,13.06]
["December",24,"9AM to 10AM",9,{"$f":"A8585&\" \"&B8585&\", \"&$D$5&\" \"&D8585&\":00\"","v":"December 24, 2019 9:00"},{"$f":"DATEVALUE(E8585)+TIMEVALUE(E8585)","v":"2019-12-24T09:00:00"},42.1,31.2,{"v":14,"d":"14.0"},11.7,11.91,0.0759,0.08,{"v":13.2,"d":"13.20"}]
["December",24,"10AM to 11AM",{"$f":"IF(D8585+1>23,0,D8585+1)","v":10},"December 24, 2019 10:00","2019-12-24T10:00:00",46.9,35.9,{"v":19,"d":"19.0"},{"v":15,"d":"15.0"},13.59,0.0751,{"v":0.1,"d":"0.10"},13.34]
["December",24,"11AM to 12PM",11,"December 24, 2019 11:00","2019-12-24T11:00:00",{"v":50,"d":"50.0"},{"v":39,"d":"39.0"},24.1,19.1,14.96,0.0747,0.12,13.43]
["December",24,"12PM to 1PM",12,"December 24, 2019 12:00","2019-12-24T12:00:00",51.1,40.4,{"v":27,"d":"27.0"},21.9,15.65,0.0745,0.14,13.47]
["December",24,"1PM to 2PM",13,"December 24, 2019 13:00","2019-12-24T13:00:00",{"v":54,"d":"54.0"},39.7,{"v":19,"d":"19.0"},{"v":15,"d":"15.0"},15.28,0.0741,{"v":0.1,"d":"0.10"},13.52]
["December",24,"2PM to 3PM",14,"December 24, 2019 14:00","2019-12-24T14:00:00",{"v":55,"d":"55.0"},36.9,{"v":-2,"d":"-2.0"},5.2,14.01,{"v":0.074,"d":"0.0740"},0.03,13.52]
["December",24,"3PM to 4PM",15,"December 24, 2019 15:00","2019-12-24T15:00:00",{"v":57,"d":"57.0"},38.6,3.9,{"v":7,"d":"7.0"},14.78,0.0737,0.05,13.58]
["December",24,"4PM to 5PM",16,"December 24, 2019 16:00","2019-12-24T16:00:00",{"v":55,"d":"55.0"},38.1,8.1,8.7,14.56,{"v":0.074,"d":"0.0740"},0.06,13.53]
["December",24,"5PM to 6PM",17,"December 24, 2019 17:00","2019-12-24T17:00:00",51.1,36.4,10.9,10.1,13.82,0.0746,0.07,13.43]
["December",24,"6PM to 7PM",18,"December 24, 2019 18:00","2019-12-24T18:00:00",{"v":50,"d":"50.0"},{"v":36,"d":"36.0"},{"v":12,"d":"12.0"},10.6,13.65,0.0747,0.07,13.41]
["December",24,"7PM to 8PM",19,"December 24, 2019 19:00","2019-12-24T19:00:00",46.9,34.7,{"v":14,"d":"14.0"},11.7,13.08,0.0752,0.08,13.33]
["December",24,"8PM to 9PM",20,"December 24, 2019 20:00","2019-12-24T20:00:00",{"v":45,"d":"45.0"},33.8,15.1,12.3,{"v":12.7,"d":"12.70"},0.0754,0.08,13.28]
["December",24,"9PM to 10PM",21,"December 24, 2019 21:00","2019-12-24T21:00:00",{"v":43,"d":"43.0"},32.9,{"v":16,"d":"16.0"},12.9,12.31,0.0757,0.08,13.23]
["December",24,"10PM to 11PM",22,"December 24, 2019 22:00","2019-12-24T22:00:00",{"v":43,"d":"43.0"},33.2,17.1,13.6,12.42,0.0757,0.09,13.23]
["December",24,"11PM to 12AM",23,"December 24, 2019 23:00","2019-12-24T23:00:00",{"v":41,"d":"41.0"},31.1,{"v":16,"d":"16.0"},12.9,11.83,{"v":0.076,"d":"0.0760"},0.08,13.18]
["December",25,"12AM to 1AM",0,"December 25, 2019 0:00","2019-12-25",39.9,31.3,{"v":19,"d":"19.0"},{"v":15,"d":"15.0"},11.89,0.0762,{"v":0.1,"d":"0.10"},13.15]
["December",25,"1AM to 2AM",1,"December 25, 2019 1:00","2019-12-25T01:00:00",{"v":37,"d":"37.0"},29.8,{"v":19,"d":"19.0"},{"v":15,"d":"15.0"},{"v":11.2,"d":"11.20"},0.0766,{"v":0.1,"d":"0.10"},13.08]
["December",25,"2AM to 3AM",2,"December 25, 2019 2:00","2019-12-25T02:00:00",{"v":36,"d":"36.0"},28.9,{"v":18,"d":"18.0"},14.2,10.82,0.0768,0.09,13.05]
["December",25,"3AM to 4AM",3,"December 25, 2019 3:00","2019-12-25T03:00:00",35.1,28.7,{"v":19,"d":"19.0"},{"v":15,"d":"15.0"},10.72,0.0769,{"v":0.1,"d":"0.10"},13.03]
["December",25,"4AM to 5AM",4,"December 25, 2019 4:00","2019-12-25T04:00:00",35.1,28.7,{"v":19,"d":"19.0"},{"v":15,"d":"15.0"},10.72,0.0769,{"v":0.1,"d":"0.10"},13.03]
["December",25,"5AM to 6AM",5,"December 25, 2019 5:00","2019-12-25T05:00:00",33.1,27.6,{"v":19,"d":"19.0"},{"v":15,"d":"15.0"},10.25,0.0772,{"v":0.1,"d":"0.10"},12.97]
["December",25,"6AM to 7AM",6,"December 25, 2019 6:00","2019-12-25T06:00:00",{"v":34,"d":"34.0"},28.1,{"v":19,"d":"19.0"},{"v":15,"d":"15.0"},10.46,0.0771,{"v":0.1,"d":"0.10"},{"v":13,"d":"13.00"}]
["December",25,"7AM to 8AM",7,"December 25, 2019 7:00","2019-12-25T07:00:00",35.1,28.7,{"v":19,"d":"19.0"},{"v":15,"d":"15.0"},10.72,0.0769,{"v":0.1,"d":"0.10"},13.03]
["December",25,"8AM to 9AM",8,"December 25, 2019 8:00","2019-12-25T08:00:00",37.9,30.5,19.9,15.6,11.52,0.0765,{"v":0.1,"d":"0.10"},{"v":13.1,"d":"13.10"}]
["December",25,"9AM to 10AM",9,"December 25, 2019 9:00","2019-12-25T09:00:00",42.1,32.9,{"v":18,"d":"18.0"},14.2,{"v":12.3,"d":"12.30"},0.0759,0.09,13.21]
["December",25,"10AM to 11AM",10,"December 25, 2019 10:00","2019-12-25T10:00:00",46.9,{"v":35,"d":"35.0"},15.1,12.3,13.18,0.0751,0.08,13.33]
["December",25,"11AM to 12PM",11,"December 25, 2019 11:00","2019-12-25T11:00:00",{"v":48,"d":"48.0"},36.2,{"v":18,"d":"18.0"},14.2,13.73,{"v":0.075,"d":"0.0750"},0.09,13.36]
["December",25,"12PM to 1PM",12,"December 25, 2019 12:00","2019-12-25T12:00:00",{"v":50,"d":"50.0"},36.8,{"v":16,"d":"16.0"},12.9,{"v":14,"d":"14.00"},0.0747,0.08,13.41]
["December",25,"1PM to 2PM",13,"December 25, 2019 13:00","2019-12-25T13:00:00",53.1,38.1,{"v":14,"d":"14.0"},11.7,14.55,0.0743,0.08,13.49]
["December",25,"2PM to 3PM",14,"December 25, 2019 14:00","2019-12-25T14:00:00",{"v":55,"d":"55.0"},39.3,15.1,12.3,15.13,{"v":0.074,"d":"0.0740"},0.08,13.54]
["December",25,"3PM to 4PM",15,"December 25, 2019 15:00","2019-12-25T15:00:00",55.9,39.6,{"v":14,"d":"14.0"},11.7,15.25,0.0738,0.08,13.57]
["December",25,"4PM to 5PM",16,"December 25, 2019 16:00","2019-12-25T16:00:00",{"v":54,"d":"54.0"},38.6,{"v":14,"d":"14.0"},11.7,14.77,0.0741,0.08,13.51]
["December",25,"5PM to 6PM",17,"December 25, 2019 17:00","2019-12-25T17:00:00",51.1,37.9,{"v":18,"d":"18.0"},14.2,14.46,0.0745,0.09,13.44]
["December",25,"6PM to 7PM",18,"December 25, 2019 18:00","2019-12-25T18:00:00",46.9,36.1,19.9,15.6,13.69,0.0751,{"v":0.1,"d":"0.10"},13.34]
["December",25,"7PM to 8PM",19,"December 25, 2019 19:00","2019-12-25T19:00:00",{"v":46,"d":"46.0"},35.9,{"v":21,"d":"21.0"},16.5,{"v":13.6,"d":"13.60"},0.0753,0.11,13.32]
["December",25,"8PM to 9PM",20,"December 25, 2019 20:00","2019-12-25T20:00:00",44.1,34.8,{"v":21,"d":"21.0"},16.5,13.12,0.0756,0.11,13.27]
["December",25,"9PM to 10PM",21,"December 25, 2019 21:00","2019-12-25T21:00:00",{"v":43,"d":"43.0"},34.5,21.9,17.2,12.98,0.0757,0.11,13.24]
["December",25,"10PM to 11PM",22,"December 25, 2019 22:00","2019-12-25T22:00:00",39.9,32.7,21.9,17.2,12.24,0.0762,0.11,13.16]
["December",25,"11PM to 12AM",23,"December 25, 2019 23:00","2019-12-25T23:00:00",{"v":39,"d":"39.0"},32.9,24.1,19.1,12.31,0.0763,0.12,13.14]
["December",26,"12AM to 1AM",0,"December 26, 2019 0:00","2019-12-26",37.9,31.5,{"v":23,"d":"23.0"},18.1,{"v":11.9,"d":"11.90"},0.0765,0.12,13.11]
["December",26,"1AM to 2AM",1,"December 26, 2019 1:00","2019-12-26T01:00:00",{"v":36,"d":"36.0"},30.4,{"v":23,"d":"23.0"},18.1,11.42,0.0768,0.12,13.06]
["December",26,"2AM to 3AM",2,"December 26, 2019 2:00","2019-12-26T02:00:00",35.1,30.3,24.1,19.1,11.35,0.0769,0.12,13.04]
["December",26,"3AM to 4AM",3,"December 26, 2019 3:00","2019-12-26T03:00:00",35.1,29.6,21.9,17.2,11.07,0.0769,0.11,13.03]
["December",26,"4AM to 5AM",4,"December 26, 2019 4:00","2019-12-26T04:00:00",33.1,28.5,21.9,17.2,10.59,0.0772,0.11,12.98]
["December",26,"5AM to 6AM",5,"December 26, 2019 5:00","2019-12-26T05:00:00",33.1,28.5,21.9,17.2,10.59,0.0772,0.11,12.98]
["December",26,"6AM to 7AM",6,"December 26, 2019 6:00","2019-12-26T06:00:00",33.1,28.5,21.9,17.2,10.59,0.0772,0.11,12.98]
["December",26,"7AM to 8AM",7,"December 26, 2019 7:00","2019-12-26T07:00:00",35.1,29.3,{"v":21,"d":"21.0"},16.5,10.95,0.0769,0.11,13.03]
["December",26,"8AM to 9AM",8,"December 26, 2019 8:00","2019-12-26T08:00:00",39.9,31.9,{"v":21,"d":"21.0"},16.5,12.13,0.0762,0.11,13.16]
["December",26,"9AM to 10AM",9,"December 26, 2019 9:00","2019-12-26T09:00:00",44.1,{"v":34,"d":"34.0"},{"v":18,"d":"18.0"},14.2,12.77,0.0756,0.09,13.26]
["December",26,"10AM to 11AM",10,"December 26, 2019 10:00","2019-12-26T10:00:00",46.9,35.9,{"v":19,"d":"19.0"},{"v":15,"d":"15.0"},13.59,0.0751,{"v":0.1,"d":"0.10"},13.34]
["December",26,"11AM to 12PM",11,"December 26, 2019 11:00","2019-12-26T11:00:00",{"v":50,"d":"50.0"},37.3,{"v":18,"d":"18.0"},14.2,{"v":14.2,"d":"14.20"},0.0747,0.09,13.42]
["December",26,"12PM to 1PM",12,"December 26, 2019 12:00","2019-12-26T12:00:00",53.1,38.7,17.1,13.6,14.85,0.0742,0.09,{"v":13.5,"d":"13.50"}]
["December",26,"1PM to 2PM",13,"December 26, 2019 13:00","2019-12-26T13:00:00",55.9,40.2,17.1,13.6,15.54,0.0738,0.09,13.57]
["December",26,"2PM to 3PM",14,"December 26, 2019 14:00","2019-12-26T14:00:00",{"v":57,"d":"57.0"},40.8,17.1,13.6,{"v":15.8,"d":"15.80"},0.0737,0.09,{"v":13.6,"d":"13.60"}]
["December",26,"3PM to 4PM",15,"December 26, 2019 15:00","2019-12-26T15:00:00",{"v":57,"d":"57.0"},41.2,{"v":19,"d":"19.0"},{"v":15,"d":"15.0"},16.01,0.0737,{"v":0.1,"d":"0.10"},{"v":13.6,"d":"13.60"}]
["December",26,"4PM to 5PM",16,"December 26, 2019 16:00","2019-12-26T16:00:00",{"v":55,"d":"55.0"},39.8,17.1,13.6,15.32,{"v":0.074,"d":"0.0740"},0.09,13.55]
["December",26,"5PM to 6PM",17,"December 26, 2019 17:00","2019-12-26T17:00:00",{"v":52,"d":"52.0"},38.4,{"v":18,"d":"18.0"},14.2,14.68,0.0744,0.09,13.47]
["December",26,"6PM to 7PM",18,"December 26, 2019 18:00","2019-12-26T18:00:00",{"v":50,"d":"50.0"},37.6,{"v":19,"d":"19.0"},{"v":15,"d":"15.0"},14.32,0.0747,{"v":0.1,"d":"0.10"},13.42]
["December",26,"7PM to 8PM",19,"December 26, 2019 19:00","2019-12-26T19:00:00",46.9,36.1,19.9,15.6,13.69,0.0751,{"v":0.1,"d":"0.10"},13.34]
["December",26,"8PM to 9PM",20,"December 26, 2019 20:00","2019-12-26T20:00:00",{"v":46,"d":"46.0"},35.6,19.9,15.6,13.47,0.0753,{"v":0.1,"d":"0.10"},13.32]
["December",26,"9PM to 10PM",21,"December 26, 2019 21:00","2019-12-26T21:00:00",44.1,34.8,{"v":21,"d":"21.0"},16.5,13.12,0.0756,0.11,13.27]
["December",26,"10PM to 11PM",22,"December 26, 2019 22:00","2019-12-26T22:00:00",{"v":41,"d":"41.0"},33.1,{"v":21,"d":"21.0"},16.5,12.39,{"v":0.076,"d":"0.0760"},0.11,13.19]
["December",26,"11PM to 12AM",23,"December 26, 2019 23:00","2019-12-26T23:00:00",{"v":41,"d":"41.0"},33.4,21.9,17.2,{"v":12.5,"d":"12.50"},{"v":0.076,"d":"0.0760"},0.11,13.19]
["December",27,"12AM to 1AM",0,"December 27, 2019 0:00","2019-12-27",39.9,32.7,21.9,17.2,12.24,0.0762,0.11,13.16]
["December",27,"1AM to 2AM",1,{"$f":"A8649&\" \"&B8649&\", \"&$D$5&\" \"&D8649&\":00\"","v":"December 27, 2019 1:00"},{"$f":"DATEVALUE(E8649)+TIMEVALUE(E8649)","v":"2019-12-27T01:00:00"},{"v":39,"d":"39.0"},32.9,24.1,19.1,12.31,0.0763,0.12,13.14]
["December",27,"2AM to 3AM",{"$f":"IF(D8649+1>23,0,D8649+1)","v":2},"December 27, 2019 2:00","2019-12-27T02:00:00",{"v":37,"d":"37.0"},31.4,24.1,19.1,11.83,0.0766,0.12,13.09]
["December",27,"3AM to 4AM",3,"December 27, 2019 3:00","2019-12-27T03:00:00",{"v":36,"d":"36.0"},31.1,{"v":25,"d":"25.0"},19.9,{"v":11.7,"d":"11.70"},0.0768,0.13,13.06]
["December",27,"4AM to 5AM",4,"December 27, 2019 4:00","2019-12-27T04:00:00",35.1,{"v":30,"d":"30.0"},{"v":23,"d":"23.0"},18.1,11.21,0.0769,0.12,13.03]
["December",27,"5AM to 6AM",5,"December 27, 2019 5:00","2019-12-27T05:00:00",{"v":34,"d":"34.0"},29.4,{"v":23,"d":"23.0"},18.1,10.95,0.0771,0.12,13.01]
["December",27,"6AM to 7AM",6,"December 27, 2019 6:00","2019-12-27T06:00:00",35.1,{"v":30,"d":"30.0"},{"v":23,"d":"23.0"},18.1,11.21,0.0769,0.12,13.03]
["December",27,"7AM to 8AM",7,"December 27, 2019 7:00","2019-12-27T07:00:00",{"v":39,"d":"39.0"},30.3,17.1,13.6,11.47,0.0763,0.09,13.13]
["December",27,"8AM to 9AM",8,"December 27, 2019 8:00","2019-12-27T08:00:00",{"v":41,"d":"41.0"},31.9,{"v":19,"d":"19.0"},{"v":15,"d":"15.0"},12.15,{"v":0.076,"d":"0.0760"},{"v":0.1,"d":"0.10"},13.18]
["December",27,"9AM to 10AM",9,"December 27, 2019 9:00","2019-12-27T09:00:00",{"v":45,"d":"45.0"},{"v":35,"d":"35.0"},19.9,15.6,13.21,0.0754,{"v":0.1,"d":"0.10"},13.29]
["December",27,"10AM to 11AM",10,"December 27, 2019 10:00","2019-12-27T10:00:00",48.9,36.7,{"v":18,"d":"18.0"},14.2,13.94,0.0748,0.09,13.39]
["December",27,"11AM to 12PM",11,"December 27, 2019 11:00","2019-12-27T11:00:00",51.1,37.9,{"v":18,"d":"18.0"},14.2,14.46,0.0745,0.09,13.44]
["December",27,"12PM to 1PM",12,"December 27, 2019 12:00","2019-12-27T12:00:00",{"v":54,"d":"54.0"},39.4,{"v":18,"d":"18.0"},14.2,15.16,0.0741,0.09,13.52]
["December",27,"1PM to 2PM",13,"December 27, 2019 13:00","2019-12-27T13:00:00",57.9,41.4,{"v":18,"d":"18.0"},14.2,16.11,0.0735,0.09,13.62]
["December",27,"2PM to 3PM",14,"December 27, 2019 14:00","2019-12-27T14:00:00",{"v":61,"d":"61.0"},42.5,{"v":16,"d":"16.0"},12.9,16.65,0.0731,0.08,{"v":13.7,"d":"13.70"}]
["December",27,"3PM to 4PM",15,"December 27, 2019 15:00","2019-12-27T15:00:00",{"v":61,"d":"61.0"},42.5,{"v":16,"d":"16.0"},12.9,16.65,0.0731,0.08,{"v":13.7,"d":"13.70"}]
["December",27,"4PM to 5PM",16,"December 27, 2019 16:00","2019-12-27T16:00:00",60.1,42.5,{"v":18,"d":"18.0"},14.2,16.63,0.0732,0.09,13.68]
["December",27,"5PM to 6PM",17,"December 27, 2019 17:00","2019-12-27T17:00:00",57.9,41.7,{"v":19,"d":"19.0"},{"v":15,"d":"15.0"},16.23,0.0735,{"v":0.1,"d":"0.10"},13.63]
["December",27,"6PM to 7PM",18,"December 27, 2019 18:00","2019-12-27T18:00:00",{"v":54,"d":"54.0"},39.9,19.9,15.6,15.38,0.0741,{"v":0.1,"d":"0.10"},13.53]
["December",27,"7PM to 8PM",19,"December 27, 2019 19:00","2019-12-27T19:00:00",{"v":54,"d":"54.0"},39.9,19.9,15.6,15.38,0.0741,{"v":0.1,"d":"0.10"},13.53]
["December",27,"8PM to 9PM",20,"December 27, 2019 20:00","2019-12-27T20:00:00",53.1,39.4,19.9,15.6,15.16,0.0742,{"v":0.1,"d":"0.10"},{"v":13.5,"d":"13.50"}]
["December",27,"9PM to 10PM",21,"December 27, 2019 21:00","2019-12-27T21:00:00",53.1,39.7,{"v":21,"d":"21.0"},16.5,15.29,0.0742,0.11,{"v":13.5,"d":"13.50"}]
["December",27,"10PM to 11PM",22,"December 27, 2019 22:00","2019-12-27T22:00:00",53.1,39.9,21.9,17.2,15.41,0.0742,0.11,13.51]
["December",27,"11PM to 12AM",23,"December 27, 2019 23:00","2019-12-27T23:00:00",{"v":52,"d":"52.0"},41.3,{"v":28,"d":"28.0"},{"v":23,"d":"23.0"},16.04,0.0743,0.15,{"v":13.5,"d":"13.50"}]
["December",28,"12AM to 1AM",0,"December 28, 2019 0:00","2019-12-28",{"v":48,"d":"48.0"},42.3,{"v":36,"d":"36.0"},32.4,16.54,0.0749,0.21,13.42]
["December",28,"1AM to 2AM",1,"December 28, 2019 1:00","2019-12-28T01:00:00",{"v":46,"d":"46.0"},43.5,{"v":41,"d":"41.0"},39.5,17.16,0.0751,0.26,13.39]
["December",28,"2AM to 3AM",2,"December 28, 2019 2:00","2019-12-28T02:00:00",{"v":46,"d":"46.0"},43.5,{"v":41,"d":"41.0"},39.5,17.16,0.0751,0.26,13.39]
["December",28,"3AM to 4AM",3,"December 28, 2019 3:00","2019-12-28T03:00:00",{"v":45,"d":"45.0"},43.9,{"v":43,"d":"43.0"},42.7,17.39,0.0752,0.28,13.37]
["December",28,"4AM to 5AM",4,"December 28, 2019 4:00","2019-12-28T04:00:00",{"v":45,"d":"45.0"},43.9,{"v":43,"d":"43.0"},42.7,17.39,0.0752,0.28,13.37]
["December",28,"5AM to 6AM",5,"December 28, 2019 5:00","2019-12-28T05:00:00",44.1,43.5,{"v":43,"d":"43.0"},42.7,17.17,0.0754,0.28,13.35]
["December",28,"6AM to 7AM",6,"December 28, 2019 6:00","2019-12-28T06:00:00",44.1,43.1,42.1,41.2,16.95,0.0754,0.27,13.34]
["December",28,"7AM to 8AM",7,"December 28, 2019 7:00","2019-12-28T07:00:00",44.1,43.1,42.1,41.2,16.95,0.0754,0.27,13.34]
["December",28,"8AM to 9AM",8,"December 28, 2019 8:00","2019-12-28T08:00:00",{"v":45,"d":"45.0"},43.9,{"v":43,"d":"43.0"},42.7,17.39,0.0752,0.28,13.37]
["December",28,"9AM to 10AM",9,"December 28, 2019 9:00","2019-12-28T09:00:00",{"v":45,"d":"45.0"},43.9,{"v":43,"d":"43.0"},42.7,17.39,0.0752,0.28,13.37]
["December",28,"10AM to 11AM",10,"December 28, 2019 10:00","2019-12-28T10:00:00",{"v":46,"d":"46.0"},44.5,{"v":43,"d":"43.0"},42.7,17.65,0.0751,0.28,{"v":13.4,"d":"13.40"}]
["December",28,"11AM to 12PM",11,"December 28, 2019 11:00","2019-12-28T11:00:00",{"v":46,"d":"46.0"},44.5,{"v":43,"d":"43.0"},42.7,17.65,0.0751,0.28,{"v":13.4,"d":"13.40"}]
["December",28,"12PM to 1PM",12,"December 28, 2019 12:00","2019-12-28T12:00:00",46.9,45.4,44.1,44.5,18.15,0.0749,0.29,13.43]
["December",28,"1PM to 2PM",13,"December 28, 2019 13:00","2019-12-28T13:00:00",{"v":48,"d":"48.0"},45.9,44.1,44.5,18.41,0.0748,0.29,13.46]
["December",28,"2PM to 3PM",14,"December 28, 2019 14:00","2019-12-28T14:00:00",{"v":48,"d":"48.0"},45.9,44.1,44.5,18.41,0.0748,0.29,13.46]
["December",28,"3PM to 4PM",15,"December 28, 2019 15:00","2019-12-28T15:00:00",48.9,46.3,44.1,44.5,18.63,0.0747,0.29,13.48]
["December",28,"4PM to 5PM",16,"December 28, 2019 16:00","2019-12-28T16:00:00",{"v":48,"d":"48.0"},46.4,{"v":45,"d":"45.0"},46.1,18.66,0.0748,{"v":0.3,"d":"0.30"},13.46]
["December",28,"5PM to 6PM",17,"December 28, 2019 17:00","2019-12-28T17:00:00",{"v":48,"d":"48.0"},{"v":47,"d":"47.0"},{"v":46,"d":"46.0"},48.1,18.96,0.0748,0.31,13.47]
["December",28,"6PM to 7PM",18,"December 28, 2019 18:00","2019-12-28T18:00:00",48.9,47.4,{"v":46,"d":"46.0"},48.1,19.18,0.0746,0.31,13.49]
["December",28,"7PM to 8PM",19,"December 28, 2019 19:00","2019-12-28T19:00:00",{"v":48,"d":"48.0"},{"v":47,"d":"47.0"},{"v":46,"d":"46.0"},48.1,18.96,0.0748,0.31,13.47]
["December",28,"8PM to 9PM",20,"December 28, 2019 20:00","2019-12-28T20:00:00",{"v":48,"d":"48.0"},46.4,{"v":45,"d":"45.0"},46.1,18.66,0.0748,{"v":0.3,"d":"0.30"},13.46]
["December",28,"9PM to 10PM",21,"December 28, 2019 21:00","2019-12-28T21:00:00",{"v":48,"d":"48.0"},46.4,{"v":45,"d":"45.0"},46.1,18.66,0.0748,{"v":0.3,"d":"0.30"},13.46]
["December",28,"10PM to 11PM",22,"December 28, 2019 22:00","2019-12-28T22:00:00",46.9,45.4,44.1,44.5,18.15,0.0749,0.29,13.43]
["December",28,"11PM to 12AM",23,"December 28, 2019 23:00","2019-12-28T23:00:00",{"v":46,"d":"46.0"},45.5,{"v":45,"d":"45.0"},46.1,18.18,0.0751,{"v":0.3,"d":"0.30"},13.41]
["December",29,"12AM to 1AM",0,"December 29, 2019 0:00","2019-12-29",46.9,45.4,44.1,44.5,18.15,0.0749,0.29,13.43]
["December",29,"1AM to 2AM",1,"December 29, 2019 1:00","2019-12-29T01:00:00",46.9,45.9,{"v":45,"d":"45.0"},46.1,{"v":18.4,"d":"18.40"},0.0749,{"v":0.3,"d":"0.30"},13.43]
["December",29,"2AM to 3AM",2,"December 29, 2019 2:00","2019-12-29T02:00:00",{"v":46,"d":"46.0"},{"v":45,"d":"45.0"},44.1,44.5,17.93,0.0751,0.29,{"v":13.4,"d":"13.40"}]
["December",29,"3AM to 4AM",3,"December 29, 2019 3:00","2019-12-29T03:00:00",{"v":46,"d":"46.0"},{"v":45,"d":"45.0"},44.1,44.5,17.93,0.0751,0.29,{"v":13.4,"d":"13.40"}]
["December",29,"4AM to 5AM",4,"December 29, 2019 4:00","2019-12-29T04:00:00",{"v":46,"d":"46.0"},{"v":45,"d":"45.0"},44.1,44.5,17.93,0.0751,0.29,{"v":13.4,"d":"13.40"}]
["December",29,"5AM to 6AM",5,"December 29, 2019 5:00","2019-12-29T05:00:00",46.9,45.4,44.1,44.5,18.15,0.0749,0.29,13.43]
["December",29,"6AM to 7AM",6,"December 29, 2019 6:00","2019-12-29T06:00:00",46.9,45.9,{"v":45,"d":"45.0"},46.1,{"v":18.4,"d":"18.40"},0.0749,{"v":0.3,"d":"0.30"},13.43]
["December",29,"7AM to 8AM",7,"December 29, 2019 7:00","2019-12-29T07:00:00",46.9,45.9,{"v":45,"d":"45.0"},46.1,{"v":18.4,"d":"18.40"},0.0749,{"v":0.3,"d":"0.30"},13.43]
["December",29,"8AM to 9AM",8,"December 29, 2019 8:00","2019-12-29T08:00:00",{"v":48,"d":"48.0"},{"v":47,"d":"47.0"},{"v":46,"d":"46.0"},48.1,18.96,0.0748,0.31,13.47]
["December",29,"9AM to 10AM",9,"December 29, 2019 9:00","2019-12-29T09:00:00",{"v":50,"d":"50.0"},48.9,{"v":48,"d":"48.0"},51.8,20.02,0.0744,0.34,13.53]
["December",29,"10AM to 11AM",10,"December 29, 2019 10:00","2019-12-29T10:00:00",{"v":50,"d":"50.0"},48.9,{"v":48,"d":"48.0"},51.8,20.02,0.0744,0.34,13.53]
["December",29,"11AM to 12PM",11,"December 29, 2019 11:00","2019-12-29T11:00:00",{"v":52,"d":"52.0"},50.3,48.9,53.6,20.78,0.0741,0.35,13.59]
["December",29,"12PM to 1PM",12,"December 29, 2019 12:00","2019-12-29T12:00:00",{"v":55,"d":"55.0"},52.1,{"v":50,"d":"50.0"},55.9,21.88,0.0737,0.36,13.68]
["December",29,"1PM to 2PM",13,"December 29, 2019 13:00","2019-12-29T13:00:00",{"v":57,"d":"57.0"},52.9,{"v":50,"d":"50.0"},55.9,22.36,0.0734,0.36,13.73]
["December",29,"2PM to 3PM",14,"December 29, 2019 14:00","2019-12-29T14:00:00",57.9,52.7,48.9,53.6,22.23,0.0733,0.35,13.75]
["December",29,"3PM to 4PM",15,"December 29, 2019 15:00","2019-12-29T15:00:00",{"v":57,"d":"57.0"},52.9,{"v":50,"d":"50.0"},55.9,22.36,0.0734,0.36,13.73]
["December",29,"4PM to 5PM",16,"December 29, 2019 16:00","2019-12-29T16:00:00",{"v":55,"d":"55.0"},52.1,{"v":50,"d":"50.0"},55.9,21.88,0.0737,0.36,13.68]
["December",29,"5PM to 6PM",17,{"$f":"A8713&\" \"&B8713&\", \"&$D$5&\" \"&D8713&\":00\"","v":"December 29, 2019 17:00"},{"$f":"DATEVALUE(E8713)+TIMEVALUE(E8713)","v":"2019-12-29T17:00:00"},{"v":55,"d":"55.0"},52.1,{"v":50,"d":"50.0"},55.9,21.88,0.0737,0.36,13.68]
["December",29,"6PM to 7PM",{"$f":"IF(D8713+1>23,0,D8713+1)","v":18},"December 29, 2019 18:00","2019-12-29T18:00:00",{"v":54,"d":"54.0"},51.1,48.9,53.6,21.27,0.0739,0.35,13.64]
["December",29,"7PM to 8PM",19,"December 29, 2019 19:00","2019-12-29T19:00:00",53.1,48.7,{"v":45,"d":"45.0"},46.1,19.88,{"v":0.074,"d":"0.0740"},{"v":0.3,"d":"0.30"},{"v":13.6,"d":"13.60"}]
["December",29,"8PM to 9PM",20,"December 29, 2019 20:00","2019-12-29T20:00:00",51.1,47.8,{"v":45,"d":"45.0"},46.1,{"v":19.4,"d":"19.40"},0.0743,{"v":0.3,"d":"0.30"},13.54]
["December",29,"9PM to 10PM",21,"December 29, 2019 21:00","2019-12-29T21:00:00",48.9,45.8,{"v":43,"d":"43.0"},42.7,18.35,0.0747,0.28,13.48]
["December",29,"10PM to 11PM",22,"December 29, 2019 22:00","2019-12-29T22:00:00",{"v":48,"d":"48.0"},{"v":44,"d":"44.0"},39.9,37.9,17.39,0.0748,0.25,13.44]
["December",29,"11PM to 12AM",23,"December 29, 2019 23:00","2019-12-29T23:00:00",{"v":48,"d":"48.0"},42.7,{"v":37,"d":"37.0"},33.8,16.76,0.0749,0.22,13.42]
["December",30,"12AM to 1AM",0,"December 30, 2019 0:00","2019-12-30",{"v":46,"d":"46.0"},41.7,{"v":37,"d":"37.0"},33.8,16.28,0.0751,0.22,13.37]
["December",30,"1AM to 2AM",1,"December 30, 2019 1:00","2019-12-30T01:00:00",44.1,41.1,37.9,35.1,15.99,0.0754,0.23,13.32]
["December",30,"2AM to 3AM",2,"December 30, 2019 2:00","2019-12-30T02:00:00",42.1,39.2,{"v":36,"d":"36.0"},32.4,{"v":15.1,"d":"15.10"},0.0757,0.21,13.26]
["December",30,"3AM to 4AM",3,"December 30, 2019 3:00","2019-12-30T03:00:00",39.9,37.7,35.1,31.3,{"v":14.4,"d":"14.40"},0.0761,{"v":0.2,"d":"0.20"},{"v":13.2,"d":"13.20"}]
["December",30,"4AM to 5AM",4,"December 30, 2019 4:00","2019-12-30T04:00:00",{"v":39,"d":"39.0"},36.8,{"v":34,"d":"34.0"},29.9,13.98,0.0762,{"v":0.2,"d":"0.20"},13.17]
["December",30,"5AM to 6AM",5,"December 30, 2019 5:00","2019-12-30T05:00:00",37.9,35.4,{"v":32,"d":"32.0"},27.6,13.36,0.0764,0.18,13.14]
["December",30,"6AM to 7AM",6,"December 30, 2019 6:00","2019-12-30T06:00:00",{"v":37,"d":"37.0"},{"v":34,"d":"34.0"},{"v":30,"d":"30.0"},25.2,12.77,0.0766,0.16,13.11]
["December",30,"7AM to 8AM",7,"December 30, 2019 7:00","2019-12-30T07:00:00",{"v":36,"d":"36.0"},33.4,{"v":30,"d":"30.0"},25.2,12.51,0.0767,0.16,13.08]
["December",30,"8AM to 9AM",8,"December 30, 2019 8:00","2019-12-30T08:00:00",39.9,{"v":36,"d":"36.0"},30.9,26.3,13.64,0.0761,0.17,13.19]
["December",30,"9AM to 10AM",9,"December 30, 2019 9:00","2019-12-30T09:00:00",44.1,38.7,{"v":32,"d":"32.0"},27.6,14.84,0.0755,0.18,{"v":13.3,"d":"13.30"}]
["December",30,"10AM to 11AM",10,"December 30, 2019 10:00","2019-12-30T10:00:00",{"v":48,"d":"48.0"},40.7,{"v":32,"d":"32.0"},27.6,{"v":15.8,"d":"15.80"},0.0749,0.18,13.41]
["December",30,"11AM to 12PM",11,"December 30, 2019 11:00","2019-12-30T11:00:00",{"v":52,"d":"52.0"},43.1,33.1,28.9,16.95,0.0743,0.19,13.51]
["December",30,"12PM to 1PM",12,"December 30, 2019 12:00","2019-12-30T12:00:00",55.9,{"v":45,"d":"45.0"},33.1,28.9,17.91,0.0737,0.19,13.62]
["December",30,"1PM to 2PM",13,"December 30, 2019 13:00","2019-12-30T13:00:00",{"v":57,"d":"57.0"},45.8,{"v":34,"d":"34.0"},29.9,18.33,0.0736,{"v":0.2,"d":"0.20"},13.65]
["December",30,"2PM to 3PM",14,"December 30, 2019 14:00","2019-12-30T14:00:00",60.1,47.2,{"v":34,"d":"34.0"},29.9,19.07,0.0731,{"v":0.2,"d":"0.20"},13.73]
["December",30,"3PM to 4PM",15,"December 30, 2019 15:00","2019-12-30T15:00:00",62.1,48.5,35.1,31.3,19.76,0.0729,{"v":0.2,"d":"0.20"},13.79]
["December",30,"4PM to 5PM",16,"December 30, 2019 16:00","2019-12-30T16:00:00",60.1,47.9,{"v":36,"d":"36.0"},32.4,19.46,0.0731,0.21,13.74]
["December",30,"5PM to 6PM",17,"December 30, 2019 17:00","2019-12-30T17:00:00",57.9,47.4,{"v":37,"d":"37.0"},33.8,19.16,0.0734,0.22,13.69]
["December",30,"6PM to 7PM",18,"December 30, 2019 18:00","2019-12-30T18:00:00",{"v":55,"d":"55.0"},46.4,37.9,35.1,18.65,0.0738,0.23,13.61]
["December",30,"7PM to 8PM",19,"December 30, 2019 19:00","2019-12-30T19:00:00",53.1,45.5,37.9,35.1,18.17,0.0741,0.23,13.56]
["December",30,"8PM to 9PM",20,"December 30, 2019 20:00","2019-12-30T20:00:00",51.1,44.6,37.9,35.1,17.69,0.0744,0.23,13.51]
["December",30,"9PM to 10PM",21,"December 30, 2019 21:00","2019-12-30T21:00:00",{"v":50,"d":"50.0"},{"v":44,"d":"44.0"},37.9,35.1,17.43,0.0746,0.23,13.48]
["December",30,"10PM to 11PM",22,"December 30, 2019 22:00","2019-12-30T22:00:00",{"v":48,"d":"48.0"},{"v":40,"d":"40.0"},{"v":30,"d":"30.0"},25.2,15.43,0.0749,0.16,{"v":13.4,"d":"13.40"}]
["December",30,"11PM to 12AM",23,"December 30, 2019 23:00","2019-12-30T23:00:00",46.9,39.4,{"v":30,"d":"30.0"},25.2,15.17,0.0751,0.16,13.37]
["December",31,"12AM to 1AM",0,"December 31, 2019 0:00","2019-12-31",{"v":45,"d":"45.0"},37.6,{"v":28,"d":"28.0"},{"v":23,"d":"23.0"},14.35,0.0754,0.15,13.31]
["December",31,"1AM to 2AM",1,"December 31, 2019 1:00","2019-12-31T01:00:00",44.1,38.2,30.9,26.3,14.64,0.0755,0.17,{"v":13.3,"d":"13.30"}]
["December",31,"2AM to 3AM",2,"December 31, 2019 2:00","2019-12-31T02:00:00",{"v":43,"d":"43.0"},37.7,30.9,26.3,14.38,0.0757,0.17,13.27]
["December",31,"3AM to 4AM",3,"December 31, 2019 3:00","2019-12-31T03:00:00",42.1,36.8,{"v":30,"d":"30.0"},25.2,13.99,0.0758,0.16,13.24]
["December",31,"4AM to 5AM",4,"December 31, 2019 4:00","2019-12-31T04:00:00",{"v":41,"d":"41.0"},35.8,28.9,{"v":24,"d":"24.0"},13.54,{"v":0.076,"d":"0.0760"},0.16,13.21]
["December",31,"5AM to 6AM",5,"December 31, 2019 5:00","2019-12-31T05:00:00",{"v":41,"d":"41.0"},35.4,{"v":28,"d":"28.0"},{"v":23,"d":"23.0"},13.39,{"v":0.076,"d":"0.0760"},0.15,13.21]
["December",31,"6AM to 7AM",6,"December 31, 2019 6:00","2019-12-31T06:00:00",{"v":41,"d":"41.0"},35.8,28.9,{"v":24,"d":"24.0"},13.54,{"v":0.076,"d":"0.0760"},0.16,13.21]
["December",31,"7AM to 8AM",7,"December 31, 2019 7:00","2019-12-31T07:00:00",{"v":41,"d":"41.0"},36.2,{"v":30,"d":"30.0"},25.2,13.73,{"v":0.076,"d":"0.0760"},0.16,13.21]
["December",31,"8AM to 9AM",8,"December 31, 2019 8:00","2019-12-31T08:00:00",{"v":45,"d":"45.0"},38.4,{"v":30,"d":"30.0"},25.2,14.69,0.0754,0.16,13.32]
["December",31,"9AM to 10AM",9,"December 31, 2019 9:00","2019-12-31T09:00:00",48.9,40.8,30.9,26.3,15.81,0.0748,0.17,13.42]
["December",31,"10AM to 11AM",10,"December 31, 2019 10:00","2019-12-31T10:00:00",53.1,43.6,33.1,28.9,17.21,0.0741,0.19,13.54]
["December",31,"11AM to 12PM",11,"December 31, 2019 11:00","2019-12-31T11:00:00",55.9,45.3,{"v":34,"d":"34.0"},29.9,18.07,0.0737,{"v":0.2,"d":"0.20"},13.62]
["December",31,"12PM to 1PM",12,"December 31, 2019 12:00","2019-12-31T12:00:00",60.1,47.6,35.1,31.3,19.28,0.0731,{"v":0.2,"d":"0.20"},13.74]
["December",31,"1PM to 2PM",13,"December 31, 2019 13:00","2019-12-31T13:00:00",{"v":63,"d":"63.0"},49.6,{"v":37,"d":"37.0"},33.8,20.38,0.0727,0.22,13.82]
["December",31,"2PM to 3PM",14,"December 31, 2019 14:00","2019-12-31T14:00:00",{"v":66,"d":"66.0"},51.3,37.9,35.1,21.31,0.0723,0.23,{"v":13.9,"d":"13.90"}]
["December",31,"3PM to 4PM",15,"December 31, 2019 15:00","2019-12-31T15:00:00",66.9,51.6,37.9,35.1,21.53,0.0722,0.23,13.93]
["December",31,"4PM to 5PM",16,"December 31, 2019 16:00","2019-12-31T16:00:00",{"v":66,"d":"66.0"},51.7,{"v":39,"d":"39.0"},36.6,21.55,0.0723,0.24,13.91]
["December",31,"5PM to 6PM",17,"December 31, 2019 17:00","2019-12-31T17:00:00",62.1,50.8,{"v":41,"d":"41.0"},39.5,21.05,0.0728,0.26,13.81]
["December",31,"6PM to 7PM",18,"December 31, 2019 18:00","2019-12-31T18:00:00",{"v":59,"d":"59.0"},49.5,{"v":41,"d":"41.0"},39.5,20.31,0.0732,0.26,13.73]
["December",31,"7PM to 8PM",19,"December 31, 2019 19:00","2019-12-31T19:00:00",55.9,48.6,42.1,41.2,19.83,0.0737,0.27,13.66]
["December",31,"8PM to 9PM",20,"December 31, 2019 20:00","2019-12-31T20:00:00",{"v":55,"d":"55.0"},47.7,{"v":41,"d":"41.0"},39.5,19.35,0.0738,0.26,13.63]
["December",31,"9PM to 10PM",21,"December 31, 2019 21:00","2019-12-31T21:00:00",53.1,46.8,{"v":41,"d":"41.0"},39.5,18.87,0.0741,0.26,13.58]
["December",31,"10PM to 11PM",22,"December 31, 2019 22:00","2019-12-31T22:00:00",{"v":52,"d":"52.0"},45.8,39.9,37.9,18.35,0.0742,0.25,13.54]
["December",31,"11PM to 12AM",23,"December 31, 2019 23:00","2019-12-31T23:00:00",50.9,44.9,38.8,36.3,17.84,0.0744,0.24,13.51]

{"sheet":"Phoenix 2019 Actual","index":3,"n_rows":9001,"n_cols":29,"rows_kept":2250,"cut":true,"bounds":{"rows_first":1000,"rows_last":250,"rows_between":1000,"halvings":1}}
["station","valid","tmpf","dwpf","relh","drct","sknt","p01i","alti","mslp","vsby","gust","skyc1","skyc2","skyc3","skyc4","skyl1","skyl2","skyl3","skyl4","wxcodes","ice_accretion_1hr","ice_accretion_3hr","ice_accretion_6hr","peak_wind_gust","peak_wind_drct","peak_wind_time","feel","metar"]
["PHX","2019-01-01T00:51:00",42.1,39.9,91.84,0,0,0,29.93,1013.1,8,"M","FEW","BKN","OVC","M",400,5000,11000,"M","M","M","M","M","M","M","M",42.1,"KPHX 010751Z 00000KT 8SM FEW004 BKN050 OVC110 06/04 A2993 RMK AO2 SLP131 T00560044"]
["PHX","2019-01-01T01:51:00",42.1,41,95.84,150,3,0,29.94,1013.8,6,"M","BKN","BKN","OVC","M",1200,3300,11000,"M","BR","M","M","M","M","M","M",40.23,"KPHX 010851Z 15003KT 6SM BR BKN012 BKN033 OVC110 06/05 A2994 RMK AO2 SLP138 T00560050 51009"]
["PHX","2019-01-01T02:49:00",41,39.2,93.24,150,5,0,29.95,"M",10,"M","BKN","BKN","OVC","M",1600,11000,13000,"M","M","M","M","M","M","M","M",37.08,"KPHX 010949Z 15005KT 10SM BKN016 BKN110 OVC130 05/04 A2995 RMK AO2"]
["PHX","2019-01-01T02:51:00",41,41,100,150,5,0,29.95,1014.1,10,"M","BKN","BKN","OVC","M",1600,11000,13000,"M","M","M","M","M","M","M","M",37.08,"KPHX 010951Z 15005KT 10SM BKN016 BKN110 OVC130 05/05 A2995 RMK AO2 SLP141 T00500050"]
["PHX","2019-01-01T03:47:00",39.2,39.2,100,160,6,0,29.95,"M",10,"M","SCT","BKN","OVC","M",2300,14000,25000,"M","M","M","M","M","M","M","M",34.2,"KPHX 011047Z 16006KT 10SM SCT023 BKN140 OVC250 04/04 A2995 RMK AO2"]
["PHX","2019-01-01T03:51:00",41,39.9,95.82,150,5,0,29.95,1014.1,10,"M","SCT","BKN","OVC","M",2300,14000,25000,"M","M","M","M","M","M","M","M",37.08,"KPHX 011051Z 15005KT 10SM SCT023 BKN140 OVC250 05/04 A2995 RMK AO2 SLP141 T00500044"]
["PHX","2019-01-01T04:51:00",41,39.9,95.82,170,4,0,29.95,1014.3,10,"M","SCT","BKN","BKN","M",2800,14000,25000,"M","M","M","M","M","M","M","M",37.93,"KPHX 011151Z 17004KT 10SM SCT028 BKN140 BKN250 05/04 A2995 RMK AO2 SLP143 70014 T00500044 10056 20044 51003"]
["PHX","2019-01-01T05:51:00",41,39.9,95.82,0,0,0,29.98,1015.1,10,"M","FEW","SCT","BKN","BKN",900,3500,14000,18000,"M","M","M","M","M","M","M",41,"KPHX 011251Z 00000KT 10SM FEW009 SCT035 BKN140 BKN180 05/04 A2998 RMK AO2 SLP151 T00500044"]
["PHX","2019-01-01T06:03:00",41,39.9,95.82,0,0,0,29.98,"M",10,"M","BKN","OVC","M","M",900,3500,"M","M","M","M","M","M","M","M","M",41,"KPHX 011303Z 00000KT 10SM BKN009 OVC035 05/04 A2998 RMK AO2 T00500044"]
["PHX","2019-01-01T06:43:00",39.9,39.9,100,250,3,0,30,"M",6,"M","SCT","BKN","OVC","M",900,1500,3500,"M","BR","M","M","M","M","M","M",37.72,"KPHX 011343Z 25003KT 6SM BR SCT009 BKN015 OVC035 04/04 A3000 RMK AO2 T00440044"]
["PHX","2019-01-01T06:51:00",39,39,100,220,5,0,30.01,1016.3,7,"M","SCT","BKN","OVC","M",900,1500,3500,"M","M","M","M","M","M","M","M",34.71,"KPHX 011351Z 22005KT 7SM SCT009 BKN015 OVC035 04/04 A3001 RMK AO2 SLP163 T00390039"]
["PHX","2019-01-01T07:51:00",37.9,37.9,100,210,3,0,30.04,1017.3,9,"M","BKN","BKN","BKN","M",1000,2000,4000,"M","M","M","M","M","M","M","M",35.43,"KPHX 011451Z 21003KT 9SM BKN010 BKN020 BKN040 03/03 A3004 RMK AO2 SLP173 T00330033 53028"]
["PHX","2019-01-01T08:51:00",41,37,85.54,0,0,0,30.08,1018.6,10,"M","FEW","BKN","M","M",1000,1700,"M","M","M","M","M","M","M","M","M",41,"KPHX 011551Z 00000KT 10SM FEW010 BKN017 05/03 A3008 RMK AO2 SLP186 VIS LWR NW-NE T00500028"]
["PHX","2019-01-01T09:51:00",42.1,37.9,84.93,240,4,0,30.1,1019.4,10,"M","FEW","SCT","BKN","M",1000,1600,2300,"M","M","M","M","M","M","M","M",39.21,"KPHX 011651Z 24004KT 10SM FEW010 SCT016 BKN023 06/03 A3010 RMK AO2 SLP194 T00560033"]
["PHX","2019-01-01T10:51:00",44.1,35.1,70.43,0,0,0,30.1,1019.3,10,"M","FEW","BKN","M","M",1800,2500,"M","M","M","M","M","M","M","M","M",44.1,"KPHX 011751Z 00000KT 10SM FEW018 BKN025 07/02 A3010 RMK AO2 SLP193 VCSH S T00670017 10067 20033 51021"]
["PHX","2019-01-01T11:32:00",45,35.1,68.05,120,4,0,30.09,"M",10,"M","SCT","BKN","M","M",2600,3400,"M","M","M","M","M","M","M","M","M",42.6,"KPHX 011832Z 12004KT 10SM SCT026 BKN034 07/02 A3009 RMK AO2 T00720017"]
["PHX","2019-01-01T11:51:00",46,35.1,65.52,80,5,0,30.08,1018.7,10,"M","SCT","BKN","M","M",3100,3800,"M","M","M","M","M","M","M","M","M",43.02,"KPHX 011851Z 08005KT 10SM SCT031 BKN038 08/02 A3008 RMK AO2 SLP187 T00780017"]
["PHX","2019-01-01T12:51:00",46.9,36,65.63,0,0,0,30.06,1017.7,10,"M","SCT","M","M","M",3200,"M","M","M","M","M","M","M","M","M","M",46.9,"KPHX 011951Z 00000KT 10SM SCT032 08/02 A3006 RMK AO2 SLP177 T00830022 $"]
["PHX","2019-01-01T13:51:00",48.9,32,51.89,"M",4,0,30.04,1017,10,"M","BKN","M","M","M",3700,"M","M","M","M","M","M","M","M","M","M",47.16,"KPHX 012051Z VRB04KT 10SM BKN037 09/00 A3004 RMK AO2 SLP170 T00940000 58021 $"]
["PHX","2019-01-01T14:51:00",48.9,30.9,49.63,0,0,0,30.02,1016.5,10,"M","CLR","M","M","M","M","M","M","M","M","M","M","M","M","M","M",48.9,"KPHX 012151Z 00000KT 10SM CLR 09/M01 A3002 RMK AO2 SLP165 T00941006 $"]
["PHX","2019-01-01T15:51:00",50,28.9,43.92,300,4,0,30.03,1016.7,10,"M","SCT","M","M","M",3900,"M","M","M","M","M","M","M","M","M","M",48.44,"KPHX 012251Z 30004KT 10SM SCT039 10/M02 A3003 RMK AO2 SLP167 T01001017 $"]
["PHX","2019-01-01T16:51:00",48.9,27,42.32,310,3,0,30.04,1017,10,"M","SCT","M","M","M",5500,"M","M","M","M","M","M","M","M","M","M",48.01,"KPHX 012351Z 31003KT 10SM SCT055 09/M03 A3004 RMK AO2 SLP170 T00941028 10106 20067 55000 $"]
["PHX","2019-01-01T17:51:00",48.9,26.1,40.77,330,3,0,30.05,1017.3,10,"M","FEW","FEW","M","M",5500,10000,"M","M","M","M","M","M","M","M","M",48.01,"KPHX 020051Z 33003KT 10SM FEW055 FEW100 09/M03 A3005 RMK AO2 SLP173 T00941033 $"]
["PHX","2019-01-01T18:51:00",46.9,28,47.54,250,5,0,30.05,1017.6,10,"M","CLR","M","M","M","M","M","M","M","M","M","M","M","M","M","M",44.09,"KPHX 020151Z 25005KT 10SM CLR 08/M02 A3005 RMK AO2 SLP176 T00831022 $"]
["PHX","2019-01-01T19:51:00",46,27,47.2,360,5,0,30.06,1017.9,10,"M","CLR","M","M","M","M","M","M","M","M","M","M","M","M","M","M",43.02,"KPHX 020251Z 36005KT 10SM CLR 08/M03 A3006 RMK AO2 SLP179 T00781028 51007 $"]
["PHX","2019-01-01T20:51:00",43,30,59.83,90,3,0,30.05,1017.7,10,"M","CLR","M","M","M","M","M","M","M","M","M","M","M","M","M","M",41.26,"KPHX 020351Z 09003KT 10SM CLR 06/M01 A3005 RMK AO2 SLP177 T00611011 $"]
["PHX","2019-01-01T21:51:00",45,25,45.12,30,3,0,30.05,1017.4,10,"M","CLR","M","M","M","M","M","M","M","M","M","M","M","M","M","M",43.55,"KPHX 020451Z 03003KT 10SM CLR 07/M04 A3005 RMK AO2 SLP174 T00721039 $"]
["PHX","2019-01-01T22:51:00",43,21.9,42.77,360,6,0,30.05,1017.5,10,"M","CLR","M","M","M","M","M","M","M","M","M","M","M","M","M","M",38.78,"KPHX 020551Z 36006KT 10SM CLR 06/M06 A3005 RMK AO2 SLP175 T00611056 10100 20061 55003 $"]
["PHX","2019-01-01T23:51:00",39,27,61.78,200,3,0,30.05,1017.5,10,"M","CLR","M","M","M","M","M","M","M","M","M","M","M","M","M","M",36.69,"KPHX 020651Z 20003KT 10SM CLR 04/M03 A3005 RMK AO2 SLP175 T00391028 401060033 $"]
["PHX","2019-01-02T00:51:00",37,28,69.63,210,3,0,30.06,1018,10,"M","CLR","M","M","M","M","M","M","M","M","M","M","M","M","M","M",34.4,"KPHX 020751Z 21003KT 10SM CLR 03/M02 A3006 RMK AO2 SLP180 T00281022 $"]
["PHX","2019-01-02T01:51:00",37,25,61.5,250,3,0,30.05,1017.7,10,"M","CLR","M","M","M","M","M","M","M","M","M","M","M","M","M","M",34.4,"KPHX 020851Z 25003KT 10SM CLR 03/M04 A3005 RMK AO2 SLP177 T00281039 50001 $"]
["PHX","2019-01-02T02:51:00",35.1,26.1,69.41,0,0,0,30.05,1017.6,10,"M","CLR","M","M","M","M","M","M","M","M","M","M","M","M","M","M",35.1,"KPHX 020951Z 00000KT 10SM CLR 02/M03 A3005 RMK AO2 SLP176 T00171033 $"]
["PHX","2019-01-02T03:51:00",34,25,69.28,230,4,0,30.05,1017.5,10,"M","CLR","M","M","M","M","M","M","M","M","M","M","M","M","M","M",29.76,"KPHX 021051Z 23004KT 10SM CLR 01/M04 A3005 RMK AO2 SLP175 T00111039 $"]
["PHX","2019-01-02T04:51:00",33.1,25,71.82,0,0,0,30.04,1017.2,10,"M","CLR","M","M","M","M","M","M","M","M","M","M","M","M","M","M",33.1,"KPHX 021151Z 00000KT 10SM CLR 01/M04 A3004 RMK AO2 SLP172 T00061039 10061 20006 58006 $"]
["PHX","2019-01-02T05:51:00",33.1,24.1,69.17,140,3,0,30.03,1017.1,10,"M","CLR","M","M","M","M","M","M","M","M","M","M","M","M","M","M",29.95,"KPHX 021251Z 14003KT 10SM CLR 01/M04 A3003 RMK AO2 SLP171 T00061044 $"]
["PHX","2019-01-02T06:51:00",30.9,26.1,82.15,230,4,0,30.06,1017.9,10,"M","FEW","M","M","M",10000,"M","M","M","M","M","M","M","M","M","M",26.14,"KPHX 021351Z 23004KT 10SM FEW100 M01/M03 A3006 RMK AO2 SLP179 T10061033"]
["PHX","2019-01-02T07:51:00",30,25,81.4,220,5,0,30.07,1018.5,10,"M","FEW","FEW","M","M",7000,10000,"M","M","M","M","M","M","M","M","M",24.02,"KPHX 021451Z 22005KT 10SM FEW070 FEW100 M01/M04 A3007 RMK AO2 SLP185 T10111039 53011"]
["PHX","2019-01-02T08:51:00",35.1,23,60.99,230,4,0,30.1,1019.4,10,"M","FEW","FEW","M","M",7000,10000,"M","M","M","M","M","M","M","M","M",31.04,"KPHX 021551Z 23004KT 10SM FEW070 FEW100 02/M05 A3010 RMK AO2 SLP194 T00171050"]
["PHX","2019-01-02T09:51:00",39.9,19,42.62,280,3,0,30.13,1020.2,10,"M","FEW","FEW","M","M",7000,10000,"M","M","M","M","M","M","M","M","M",37.72,"KPHX 021651Z 28003KT 10SM FEW070 FEW100 04/M07 A3013 RMK AO2 SLP202 T00441072"]
["PHX","2019-01-02T10:51:00",43,19.9,39.29,230,4,0,30.14,1020.6,10,"M","FEW","M","M","M",7000,"M","M","M","M","M","M","M","M","M","M",40.27,"KPHX 021751Z 23004KT 10SM FEW070 06/M07 A3014 RMK AO2 SLP206 T00611067 10067 21011 51022"]
["PHX","2019-01-02T11:51:00",46.9,18,31.22,190,4,0,30.13,1020.4,10,"M","FEW","BKN","M","M",7000,9000,"M","M","M","M","M","M","M","M","M",44.82,"KPHX 021851Z 19004KT 10SM FEW070 BKN090 08/M08 A3013 RMK AO2 SLP204 T00831078 $"]
["PHX","2019-01-02T12:51:00",48,18,29.96,"M",5,0,30.12,1020.1,10,"M","FEW","BKN","M","M",7000,8500,"M","M","M","M","M","M","M","M","M",45.4,"KPHX 021951Z VRB05KT 10SM FEW070 BKN085 09/M08 A3012 RMK AO2 SLP201 T00891078"]
["PHX","2019-01-02T13:51:00",48,16,27.48,0,0,0,30.11,1019.4,10,"M","FEW","M","M","M",8500,"M","M","M","M","M","M","M","M","M","M",48,"KPHX 022051Z 00000KT 10SM FEW085 09/M09 A3011 RMK AO2 SLP194 T00891089 58011"]
["PHX","2019-01-02T14:51:00",51.1,17.1,25.67,"M",4,0,30.11,1019.5,10,"M","FEW","M","M","M",10000,"M","M","M","M","M","M","M","M","M","M",51.1,"KPHX 022151Z VRB04KT 10SM FEW100 11/M08 A3011 RMK AO2 SLP195 T01061083"]
["PHX","2019-01-02T15:51:00",51.1,18,26.69,190,4,0,30.12,1020,10,"M","FEW","M","M","M",10000,"M","M","M","M","M","M","M","M","M","M",51.1,"KPHX 022251Z 19004KT 10SM FEW100 11/M08 A3012 RMK AO2 SLP200 T01061078"]
["PHX","2019-01-02T16:51:00",51.1,18,26.69,0,0,0,30.13,1020.4,10,"M","FEW","M","M","M",10000,"M","M","M","M","M","M","M","M","M","M",51.1,"KPHX 022351Z 00000KT 10SM FEW100 11/M08 A3013 RMK AO2 SLP204 T01061078 10111 20067 53008"]
["PHX","2019-01-02T17:51:00",48,21.9,35.38,190,4,0,30.15,1021,10,"M","CLR","M","M","M","M","M","M","M","M","M","M","M","M","M","M",46.1,"KPHX 030051Z 19004KT 10SM CLR 09/M06 A3015 RMK AO2 SLP210 T00891056"]
["PHX","2019-01-02T18:51:00",46.9,25,41.99,0,0,0,30.17,1021.7,10,"M","CLR","M","M","M","M","M","M","M","M","M","M","M","M","M","M",46.9,"KPHX 030151Z 00000KT 10SM CLR 08/M04 A3017 RMK AO2 SLP217 T00831039"]
["PHX","2019-01-02T19:51:00",43,30,59.83,140,4,0,30.18,1022.3,10,"M","CLR","M","M","M","M","M","M","M","M","M","M","M","M","M","M",40.27,"KPHX 030251Z 14004KT 10SM CLR 06/M01 A3018 RMK AO2 SLP223 T00611011 51017"]
["PHX","2019-01-02T20:51:00",44.1,25,46.7,80,3,0,30.2,1022.9,10,"M","CLR","M","M","M","M","M","M","M","M","M","M","M","M","M","M",42.52,"KPHX 030351Z 08003KT 10SM CLR 07/M04 A3020 RMK AO2 SLP229 T00671039"]
["PHX","2019-01-02T21:51:00",39.9,28.9,64.49,0,0,0,30.22,1023.5,10,"M","CLR","M","M","M","M","M","M","M","M","M","M","M","M","M","M",39.9,"KPHX 030451Z 00000KT 10SM CLR 04/M02 A3022 RMK AO2 SLP235 T00441017"]
["PHX","2019-01-02T22:51:00",39.9,28,62.15,90,3,0,30.23,1023.7,10,"M","CLR","M","M","M","M","M","M","M","M","M","M","M","M","M","M",37.72,"KPHX 030551Z 09003KT 10SM CLR 04/M02 A3023 RMK AO2 SLP237 T00441022 10106 20028 51015"]
["PHX","2019-01-02T23:51:00",37.9,28.9,69.73,120,4,0,30.25,1024.2,10,"M","CLR","M","M","M","M","M","M","M","M","M","M","M","M","M","M",34.31,"KPHX 030651Z 12004KT 10SM CLR 03/M02 A3025 RMK AO2 SLP242 T00331017 401111011"]
["PHX","2019-01-03T00:51:00",36,30,78.6,100,3,0,30.26,1024.9,10,"M","CLR","M","M","M","M","M","M","M","M","M","M","M","M","M","M",33.26,"KPHX 030751Z 10003KT 10SM CLR 02/M01 A3026 RMK AO2 SLP249 T00221011"]
["PHX","2019-01-03T01:51:00",36,30,78.6,90,6,0,30.27,1025.2,10,"M","CLR","M","M","M","M","M","M","M","M","M","M","M","M","M","M",30.35,"KPHX 030851Z 09006KT 10SM CLR 02/M01 A3027 RMK AO2 SLP252 T00221011 51015"]
["PHX","2019-01-03T02:51:00",35.1,30,81.46,0,0,0,30.28,1025.5,10,"M","CLR","M","M","M","M","M","M","M","M","M","M","M","M","M","M",35.1,"KPHX 030951Z 00000KT 10SM CLR 02/M01 A3028 RMK AO2 SLP255 T00171011"]
["PHX","2019-01-03T03:51:00",34,28.9,81.37,100,6,0,30.27,1025.2,10,"M","CLR","M","M","M","M","M","M","M","M","M","M","M","M","M","M",27.94,"KPHX 031051Z 10006KT 10SM CLR 01/M02 A3027 RMK AO2 SLP252 T00111017"]
["PHX","2019-01-03T04:51:00",34,28,78.43,100,5,0,30.27,1025,10,"M","CLR","M","M","M","M","M","M","M","M","M","M","M","M","M","M",28.77,"KPHX 031151Z 10005KT 10SM CLR 01/M02 A3027 RMK AO2 SLP250 T00111022 10044 20011 58001"]
["PHX","2019-01-03T05:51:00",33.1,28.9,84.36,110,3,0,30.26,1024.9,10,"M","CLR","M","M","M","M","M","M","M","M","M","M","M","M","M","M",29.95,"KPHX 031251Z 11003KT 10SM CLR 01/M02 A3026 RMK AO2 SLP249 T00061017"]
["PHX","2019-01-03T06:51:00",34,27,75.26,0,0,0,30.26,1024.9,10,"M","CLR","M","M","M","M","M","M","M","M","M","M","M","M","M","M",34,"KPHX 031351Z 00000KT 10SM CLR 01/M03 A3026 RMK AO2 SLP249 T00111028"]
["PHX","2019-01-03T07:51:00",35.1,26.1,69.41,80,4,0,30.27,1025.1,10,"M","CLR","M","M","M","M","M","M","M","M","M","M","M","M","M","M",31.04,"KPHX 031451Z 08004KT 10SM CLR 02/M03 A3027 RMK AO2 SLP251 T00171033 55001"]
["PHX","2019-01-03T08:51:00",39,26.1,59.52,130,6,0,30.28,1025.3,10,"M","CLR","M","M","M","M","M","M","M","M","M","M","M","M","M","M",33.96,"KPHX 031551Z 13006KT 10SM CLR 04/M03 A3028 RMK AO2 SLP253 T00391033"]
["PHX","2019-01-03T09:51:00",43,23,44.8,100,6,0,30.27,1025.2,10,"M","CLR","M","M","M","M","M","M","M","M","M","M","M","M","M","M",38.78,"KPHX 031651Z 10006KT 10SM CLR 06/M05 A3027 RMK AO2 SLP252 T00611050"]
["PHX","2019-01-03T10:51:00",46,21.9,38.15,80,5,0,30.26,1024.8,10,"M","CLR","M","M","M","M","M","M","M","M","M","M","M","M","M","M",43.02,"KPHX 031751Z 08005KT 10SM CLR 08/M06 A3026 RMK AO2 SLP248 T00781056 10078 20006 58001"]
["PHX","2019-01-03T11:51:00",51.1,21.9,31.52,100,8,0,30.21,1023,10,"M","CLR","M","M","M","M","M","M","M","M","M","M","M","M","M","M",51.1,"KPHX 031851Z 10008KT 10SM CLR 11/M06 A3021 RMK AO2 SLP230 T01061056"]
["PHX","2019-01-03T12:51:00",52,21.9,30.49,110,3,0,30.18,1021.9,10,"M","CLR","M","M","M","M","M","M","M","M","M","M","M","M","M","M",52,"KPHX 031951Z 11003KT 10SM CLR 11/M06 A3018 RMK AO2 SLP219 T01111056"]
["PHX","2019-01-03T13:51:00",54,21.9,28.33,80,4,0,30.15,1020.9,10,"M","CLR","M","M","M","M","M","M","M","M","M","M","M","M","M","M",54,"KPHX 032051Z 08004KT 10SM CLR 12/M06 A3015 RMK AO2 SLP209 T01221056 56036"]
["PHX","2019-01-03T14:51:00",55,21.9,27.31,"M",3,0,30.13,1020.2,10,"M","CLR","M","M","M","M","M","M","M","M","M","M","M","M","M","M",55,"KPHX 032151Z VRB03KT 10SM CLR 13/M06 A3013 RMK AO2 SLP202 T01281056"]
["PHX","2019-01-03T15:51:00",55.9,21,25.45,180,4,0,30.12,1019.9,10,"M","CLR","M","M","M","M","M","M","M","M","M","M","M","M","M","M",55.9,"KPHX 032251Z 18004KT 10SM CLR 13/M06 A3012 RMK AO2 SLP199 T01331061"]
["PHX","2019-01-03T16:51:00",55,19.9,25.09,0,0,0,30.13,1020.1,10,"M","CLR","M","M","M","M","M","M","M","M","M","M","M","M","M","M",55,"KPHX 032351Z 00000KT 10SM CLR 13/M07 A3013 RMK AO2 SLP201 T01281067 10139 20078 55008"]
["PHX","2019-01-03T17:51:00",53.1,21.9,29.28,260,5,0,30.13,1020.3,10,"M","FEW","M","M","M",27000,"M","M","M","M","M","M","M","M","M","M",53.1,"KPHX 040051Z 26005KT 10SM FEW270 12/M06 A3013 RMK AO2 SLP203 T01171056"]
["PHX","2019-01-03T18:51:00",48,28,45.61,230,3,0,30.14,1020.7,10,"M","FEW","M","M","M",27000,"M","M","M","M","M","M","M","M","M","M",46.98,"KPHX 040151Z 23003KT 10SM FEW270 09/M02 A3014 RMK AO2 SLP207 T00891022"]
["PHX","2019-01-03T19:51:00",48.9,27,42.32,0,0,0,30.15,1021,10,"M","CLR","M","M","M","M","M","M","M","M","M","M","M","M","M","M",48.9,"KPHX 040251Z 00000KT 10SM CLR 09/M03 A3015 RMK AO2 SLP210 T00941028 53007"]
["PHX","2019-01-03T20:51:00",46.9,27,45.62,0,0,0,30.14,1020.5,10,"M","CLR","M","M","M","M","M","M","M","M","M","M","M","M","M","M",46.9,"KPHX 040351Z 00000KT 10SM CLR 08/M03 A3014 RMK AO2 SLP205 T00831028"]
["PHX","2019-01-03T21:51:00",42.1,33.1,70.2,0,0,0,30.15,1020.8,10,"M","CLR","M","M","M","M","M","M","M","M","M","M","M","M","M","M",42.1,"KPHX 040451Z 00000KT 10SM CLR 06/01 A3015 RMK AO2 SLP208 T00560006"]
["PHX","2019-01-03T22:51:00",42.1,33.1,70.2,0,0,0,30.15,1020.8,10,"M","CLR","M","M","M","M","M","M","M","M","M","M","M","M","M","M",42.1,"KPHX 040551Z 00000KT 10SM CLR 06/01 A3015 RMK AO2 SLP208 T00560006 10133 20056 56001"]
["PHX","2019-01-03T23:51:00",39.9,32,73.14,0,0,0,30.15,1020.8,10,"M","CLR","M","M","M","M","M","M","M","M","M","M","M","M","M","M",39.9,"KPHX 040651Z 00000KT 10SM CLR 04/00 A3015 RMK AO2 SLP208 T00440000 401390006"]
["PHX","2019-01-04T00:51:00",41,30,64.63,110,4,0,30.15,1020.9,10,"M","CLR","M","M","M","M","M","M","M","M","M","M","M","M","M","M",37.93,"KPHX 040751Z 11004KT 10SM CLR 05/M01 A3015 RMK AO2 SLP209 T00501011"]
["PHX","2019-01-04T01:51:00",39,30,69.85,110,5,0,30.15,1020.9,10,"M","CLR","M","M","M","M","M","M","M","M","M","M","M","M","M","M",34.71,"KPHX 040851Z 11005KT 10SM CLR 04/M01 A3015 RMK AO2 SLP209 T00391011 51003"]
["PHX","2019-01-04T02:51:00",37.9,30,72.93,80,6,0,30.13,1020,10,"M","CLR","M","M","M","M","M","M","M","M","M","M","M","M","M","M",32.64,"KPHX 040951Z 08006KT 10SM CLR 03/M01 A3013 RMK AO2 SLP200 T00331011"]
["PHX","2019-01-04T03:51:00",37.9,30.9,75.64,150,3,0,30.12,1019.6,10,"M","CLR","M","M","M","M","M","M","M","M","M","M","M","M","M","M",35.43,"KPHX 041051Z 15003KT 10SM CLR 03/M01 A3012 RMK AO2 SLP196 T00331006"]
["PHX","2019-01-04T04:51:00",39,30,69.85,100,5,0,30.1,1019.1,10,"M","CLR","M","M","M","M","M","M","M","M","M","M","M","M","M","M",34.71,"KPHX 041151Z 10005KT 10SM CLR 04/M01 A3010 RMK AO2 SLP191 T00391011 10061 20028 56017"]
["PHX","2019-01-04T05:51:00",37.9,28,67.2,90,5,0,30.09,1018.9,10,"M","CLR","M","M","M","M","M","M","M","M","M","M","M","M","M","M",33.4,"KPHX 041251Z 09005KT 10SM CLR 03/M02 A3009 RMK AO2 SLP189 T00331022 $"]
["PHX","2019-01-04T06:51:00",37,28.9,72.24,120,4,0,30.09,1018.8,10,"M","CLR","M","M","M","M","M","M","M","M","M","M","M","M","M","M",33.26,"KPHX 041351Z 12004KT 10SM CLR 03/M02 A3009 RMK AO2 SLP188 T00281017"]
["PHX","2019-01-04T07:51:00",37,30.9,78.37,110,4,0,30.1,1019.1,10,"M","CLR","M","M","M","M","M","M","M","M","M","M","M","M","M","M",33.26,"KPHX 041451Z 11004KT 10SM CLR 03/M01 A3010 RMK AO2 SLP191 T00281006 55002"]
["PHX","2019-01-04T08:51:00",45,28.9,53,140,5,0,30.1,1019.2,10,"M","CLR","M","M","M","M","M","M","M","M","M","M","M","M","M","M",41.83,"KPHX 041551Z 14005KT 10SM CLR 07/M02 A3010 RMK AO2 SLP192 T00721017"]
["PHX","2019-01-04T09:51:00",50,28,42.33,0,0,0,30.13,1020,10,"M","CLR","M","M","M","M","M","M","M","M","M","M","M","M","M","M",50,"KPHX 041651Z 00000KT 10SM CLR 10/M02 A3013 RMK AO2 SLP200 T01001022"]
["PHX","2019-01-04T10:51:00",55,25,31.11,110,8,0,30.12,1019.5,10,"M","CLR","M","M","M","M","M","M","M","M","M","M","M","M","M","M",55,"KPHX 041751Z 11008KT 10SM CLR 13/M04 A3012 RMK AO2 SLP195 T01281039 10128 20028 50006"]
["PHX","2019-01-04T11:51:00",57,26.1,30.28,70,4,0,30.08,1018.4,10,"M","CLR","M","M","M","M","M","M","M","M","M","M","M","M","M","M",57,"KPHX 041851Z 07004KT 10SM CLR 14/M03 A3008 RMK AO2 SLP184 T01391033"]
["PHX","2019-01-04T12:51:00",60.1,25,25.89,0,0,0,30.04,1016.9,10,"M","CLR","M","M","M","M","M","M","M","M","M","M","M","M","M","M",60.1,"KPHX 041951Z 00000KT 10SM CLR 16/M04 A3004 RMK AO2 SLP169 T01561039"]
["PHX","2019-01-04T13:51:00",64,27,24.51,0,0,0,30.02,1016,10,"M","CLR","M","M","M","M","M","M","M","M","M","M","M","M","M","M",64,"KPHX 042051Z 00000KT 10SM CLR 18/M03 A3002 RMK AO2 SLP160 T01781028 56033"]
["PHX","2019-01-04T14:51:00",64.9,26.1,22.88,0,0,0,30.01,1015.6,10,"M","CLR","M","M","M","M","M","M","M","M","M","M","M","M","M","M",64.9,"KPHX 042151Z 00000KT 10SM CLR 18/M03 A3001 RMK AO2 SLP156 T01831033"]
["PHX","2019-01-04T15:51:00",66,26.1,22.02,0,0,0,30,1015.4,10,"M","CLR","M","M","M","M","M","M","M","M","M","M","M","M","M","M",66,"KPHX 042251Z 00000KT 10SM CLR 19/M03 A3000 RMK AO2 SLP154 T01891033"]
["PHX","2019-01-04T16:51:00",64.9,28,24.75,220,4,0,30,1015.3,10,"M","CLR","M","M","M","M","M","M","M","M","M","M","M","M","M","M",64.9,"KPHX 042351Z 22004KT 10SM CLR 18/M02 A3000 RMK AO2 SLP153 T01831022 10194 20128 56006"]
["PHX","2019-01-04T17:51:00",61,28,28.38,290,5,0,30,1015.4,10,"M","FEW","M","M","M",9000,"M","M","M","M","M","M","M","M","M","M",61,"KPHX 050051Z 29005KT 10SM FEW090 16/M02 A3000 RMK AO2 SLP154 T01611022"]
["PHX","2019-01-04T18:51:00",60.1,28.9,30.41,290,4,0,30,1015.5,10,"M","CLR","M","M","M","M","M","M","M","M","M","M","M","M","M","M",60.1,"KPHX 050151Z 29004KT 10SM CLR 16/M02 A3000 RMK AO2 SLP155 T01561017"]
["PHX","2019-01-04T19:51:00",54,33.1,44.92,260,3,0,30,1015.8,10,"M","CLR","M","M","M","M","M","M","M","M","M","M","M","M","M","M",54,"KPHX 050251Z 26003KT 10SM CLR 12/01 A3000 RMK AO2 SLP158 T01220006 53003"]
["PHX","2019-01-04T20:51:00",51.1,34,51.81,0,0,0,30.01,1016.1,10,"M","CLR","M","M","M","M","M","M","M","M","M","M","M","M","M","M",51.1,"KPHX 050351Z 00000KT 10SM CLR 11/01 A3001 RMK AO2 SLP161 T01060011"]
["PHX","2019-01-04T21:51:00",53.1,30.9,42.48,100,6,0,30.02,1016.1,10,"M","CLR","M","M","M","M","M","M","M","M","M","M","M","M","M","M",53.1,"KPHX 050451Z 10006KT 10SM CLR 12/M01 A3002 RMK AO2 SLP161 T01171006"]
["PHX","2019-01-04T22:51:00",50,33.1,52.06,110,4,0,30.02,1016,10,"M","CLR","M","M","M","M","M","M","M","M","M","M","M","M","M","M",48.44,"KPHX 050551Z 11004KT 10SM CLR 10/01 A3002 RMK AO2 SLP160 T01000006 10183 20100 50004"]
["PHX","2019-01-04T23:51:00",46.9,34,60.61,90,6,0,30.01,1015.8,10,"M","CLR","M","M","M","M","M","M","M","M","M","M","M","M","M","M",43.48,"KPHX 050651Z 09006KT 10SM CLR 08/01 A3001 RMK AO2 SLP158 T00830011 401940028"]
["PHX","2019-01-05T00:51:00",46.9,34,60.61,110,7,0,30.01,1015.8,10,"M","CLR","M","M","M","M","M","M","M","M","M","M","M","M","M","M",42.94,"KPHX 050751Z 11007KT 10SM CLR 08/01 A3001 RMK AO2 SLP158 T00830011"]
["PHX","2019-01-05T01:51:00",46.9,34,60.61,110,8,0,30.02,1016.1,10,"M","FEW","M","M","M",25000,"M","M","M","M","M","M","M","M","M","M",42.47,"KPHX 050851Z 11008KT 10SM FEW250 08/01 A3002 RMK AO2 SLP161 T00830011 53002"]
["PHX","2019-01-05T02:51:00",50,30.9,47.64,110,8,0,30.02,1015.8,10,"M","FEW","M","M","M",25000,"M","M","M","M","M","M","M","M","M","M",46.29,"KPHX 050951Z 11008KT 10SM FEW250 10/M01 A3002 RMK AO2 SLP158 T01001006"]
["PHX","2019-01-05T03:51:00",48,32,53.67,120,6,0,30.02,1015.8,10,"M","SCT","M","M","M",25000,"M","M","M","M","M","M","M","M","M","M",44.8,"KPHX 051051Z 12006KT 10SM SCT250 09/00 A3002 RMK AO2 SLP158 T00890000"]
["PHX","2019-01-05T04:51:00",48,33.1,56.1,130,6,0,30,1015.3,10,"M","FEW","SCT","M","M",19000,23000,"M","M","M","M","M","M","M","M","M",44.8,"KPHX 051151Z 13006KT 10SM FEW190 SCT230 09/01 A3000 RMK AO2 SLP153 T00890006 10106 20072 58007"]
["PHX","2019-01-05T05:51:00",48,33.1,56.1,130,5,0,29.98,1014.7,10,"M","FEW","SCT","M","M",18000,23000,"M","M","M","M","M","M","M","M","M",45.4,"KPHX 051251Z 13005KT 10SM FEW180 SCT230 09/01 A2998 RMK AO2 SLP147 T00890006"]
["PHX","2019-01-05T06:51:00",46,32,57.87,0,0,0,29.98,1014.8,10,"M","FEW","M","M","M",18000,"M","M","M","M","M","M","M","M","M","M",46,"KPHX 051351Z 00000KT 10SM FEW180 08/00 A2998 RMK AO2 SLP148 T00780000"]
["PHX","2019-01-05T07:51:00",46.9,32,55.94,140,4,0,29.99,1015.3,10,"M","BKN","BKN","M","M",18000,25000,"M","M","M","M","M","M","M","M","M",44.82,"KPHX 051451Z 14004KT 10SM BKN180 BKN250 08/00 A2999 RMK AO2 SLP153 T00830000 55003"]
["PHX","2019-01-05T08:51:00",48.9,32,51.89,120,5,0,30.01,1015.9,10,"M","SCT","BKN","M","M",18000,25000,"M","M","M","M","M","M","M","M","M",46.47,"KPHX 051551Z 12005KT 10SM SCT180 BKN250 09/00 A3001 RMK AO2 SLP159 T00940000"]
["PHX","2019-01-05T09:51:00",55,33.1,43.31,110,7,0,30.02,1016.1,10,"M","FEW","BKN","M","M",18000,25000,"M","M","M","M","M","M","M","M","M",55,"KPHX 051651Z 11007KT 10SM FEW180 BKN250 13/01 A3002 RMK AO2 SLP161 T01280006"]
["PHX","2019-01-05T10:51:00",59,32,35.87,110,7,0,30.03,1016.2,10,"M","FEW","BKN","M","M",18000,25000,"M","M","M","M","M","M","M","M","M",59,"KPHX 051751Z 11007KT 10SM FEW180 BKN250 15/00 A3003 RMK AO2 SLP162 T01500000 10150 20072 51011"]
["PHX","2019-01-05T11:51:00",62.1,33.1,33.58,130,7,0,29.99,1015.1,10,"M","FEW","SCT","BKN","M",18000,23000,25000,"M","M","M","M","M","M","M","M",62.1,"KPHX 051851Z 13007KT 10SM FEW180 SCT230 BKN250 17/01 A2999 RMK AO2 SLP151 T01670006"]
["PHX","2019-01-05T12:51:00",64,33.1,31.41,110,6,0,29.97,1014.2,10,"M","FEW","SCT","BKN","M",18000,23000,25000,"M","M","M","M","M","M","M","M",64,"KPHX 051951Z 11006KT 10SM FEW180 SCT230 BKN250 18/01 A2997 RMK AO2 SLP142 T01780006"]
["PHX","2019-01-05T13:51:00",66,33.1,29.29,140,5,0,29.95,1013.5,10,"M","BKN","BKN","BKN","M",18000,20000,25000,"M","M","M","M","M","M","M","M",66,"KPHX 052051Z 14005KT 10SM BKN180 BKN200 BKN250 19/01 A2995 RMK AO2 SLP135 T01890006 56025"]
["PHX","2019-01-05T14:51:00",66.9,33.1,28.39,0,0,0,29.94,1013,10,"M","BKN","BKN","BKN","M",18000,20000,25000,"M","M","M","M","M","M","M","M",66.9,"KPHX 052151Z 00000KT 10SM BKN180 BKN200 BKN250 19/01 A2994 RMK AO2 SLP130 T01940006"]
["PHX","2019-01-05T15:51:00",64.9,34,31.55,230,5,0,29.95,1013.5,10,"M","BKN","OVC","M","M",16000,20000,"M","M","M","M","M","M","M","M","M",64.9,"KPHX 052251Z 23005KT 10SM BKN160 OVC200 18/01 A2995 RMK AO2 SLP135 T01830011"]
["PHX","2019-01-05T16:51:00",63,34,33.72,270,8,0,29.94,1013.3,10,"M","BKN","BKN","OVC","M",14000,20000,25000,"M","M","M","M","M","M","M","M",63,"KPHX 052351Z 27008KT 10SM BKN140 BKN200 OVC250 17/01 A2994 RMK AO2 SLP133 T01720011 10194 20150 56003"]
["PHX","2019-01-05T17:51:00",61,35.1,37.81,250,3,0,29.95,1013.7,10,"M","BKN","BKN","OVC","M",14000,20000,25000,"M","M","M","M","M","M","M","M",61,"KPHX 060051Z 25003KT 10SM BKN140 BKN200 OVC250 16/02 A2995 RMK AO2 SLP137 T01610017"]
["PHX","2019-01-05T18:51:00",60.1,36,40.46,230,3,0,29.97,1014.5,10,"M","FEW","OVC","M","M",7000,10000,"M","M","M","M","M","M","M","M","M",60.1,"KPHX 060151Z 23003KT 10SM FEW070 OVC100 16/02 A2997 RMK AO2 SLP145 T01560022"]
["PHX","2019-01-05T19:51:00",61,36,"M","M","M",0,30,1015.2,10,"M","SCT","OVC","M","M",7000,9000,"M","M","M","M","M","M","M","M","M","M","KPHX 060251Z 10SM SCT070 OVC090 16/02 A3000 RMK AO2 SLP152 T01610022 53019"]
["PHX","2019-01-05T20:51:00",62.1,41,45.84,330,8,"T",29.98,1014.5,10,"M","SCT","OVC","M","M",6500,9000,"M","M","M","M","M","M","M","M","M",62.1,"KPHX 060351Z 33008KT 10SM SCT065 OVC090 17/05 A2998 RMK AO2 RAB10E20B24E48 SLP145 P0000 T01670050"]
["PHX","2019-01-05T21:51:00",60.1,41,49.21,290,3,"T",29.98,1014.7,10,"M","SCT","OVC","M","M",5000,8500,"M","M","M","M","M","M","M","M","M",60.1,"KPHX 060451Z 29003KT 10SM SCT050 OVC085 16/05 A2998 RMK AO2 RAB14E30 SLP147 P0000 T01560050"]
["PHX","2019-01-05T22:51:00",55.9,50,80.52,290,4,0.01,29.98,1014.7,10,"M","OVC","M","M","M",6000,"M","M","M",{"$f":"-RA","v":{"$error":"#NAME?"}},"M","M","M","M","M","M",55.9,"KPHX 060551Z 29004KT 10SM -RA OVC060 13/10 A2998 RMK AO2 RAB00 SLP147 P0001 60001 T01330100 10178 20133 56004"]
["PHX","2019-01-05T23:51:00",52,51.1,96.73,210,6,0.04,29.99,1015,7,"M","BKN","OVC","M","M",6000,7500,"M","M",{"$f":"-RA","v":{"$error":"#NAME?"}},"M","M","M","M","M","M",52,"KPHX 060651Z 21006KT 7SM -RA BKN060 OVC075 11/11 A2999 RMK AO2 SLP150 P0004 T01110106 401940072"]
["PHX","2019-01-06T00:51:00",51.1,51.1,100,210,3,0.11,29.99,1014.8,5,"M","BKN","OVC","M","M",4700,6000,"M","M","RA BR","M","M","M","M","M","M",51.1,"KPHX 060751Z 21003KT 5SM RA BR BKN047 OVC060 11/11 A2999 RMK AO2 SLP148 P0011 T01060106"]
["PHX","2019-01-06T01:51:00",50,50,100,0,0,0.1,30,1015.2,4,"M","SCT","OVC","M","M",3700,5000,"M","M","RA BR","M","M","M","M","M","M",50,"KPHX 060851Z 00000KT 4SM RA BR SCT037 OVC050 10/10 A3000 RMK AO2 SLP152 P0010 60025 T01000100 53005"]
["PHX","2019-01-06T02:51:00",51.1,51.1,100,0,0,0.09,30.01,1015.6,4,"M","SCT","BKN","OVC","M",3700,5000,6000,"M","RA BR","M","M","M","M","M","M",51.1,"KPHX 060951Z 00000KT 4SM RA BR SCT037 BKN050 OVC060 11/11 A3001 RMK AO2 SLP156 P0009 T01060106"]
["PHX","2019-01-06T03:22:00",50,50,100,210,5,0.05,30.01,"M",2.5,"M","BKN","OVC","M","M",400,5000,"M","M","RA BR","M","M","M","M","M","M",47.77,"KPHX 061022Z 21005KT 2 1/2SM RA BR BKN004 OVC050 10/10 A3001 RMK AO2 P0005 T01000100"]
["PHX","2019-01-06T03:33:00",50,50,100,270,7,0.06,30.01,"M",4,"M","BKN","BKN","OVC","M",400,4800,6000,"M",{"$f":"-RA BR","v":{"$error":"#NAME?"}},"M","M","M","M","M","M",46.72,"KPHX 061033Z 27007KT 4SM -RA BR BKN004 BKN048 OVC060 10/10 A3001 RMK AO2 P0006 T01000100"]
["PHX","2019-01-06T03:51:00",48.9,48.9,100,270,7,0.08,30.01,1015.6,7,"M","BKN","BKN","OVC","M",400,4800,6000,"M",{"$f":"-RA","v":{"$error":"#NAME?"}},"M","M","M","M","M","M",45.38,"KPHX 061051Z 27007KT 7SM -RA BKN004 BKN048 OVC060 09/09 A3001 RMK AO2 SLP156 P0008 T00940094"]
["PHX","2019-01-06T04:51:00",48.9,48.9,100,240,4,0.05,30,1015.3,4,"M","BKN","BKN","OVC","M",400,4800,6000,"M",{"$f":"-RA BR","v":{"$error":"#NAME?"}},"M","M","M","M","M","M",47.16,"KPHX 061151Z 24004KT 4SM -RA BR BKN004 BKN048 OVC060 09/09 A3000 RMK AO2 SLP153 P0005 60047 70048 T00940094 10139 20089 50000"]
["PHX","2019-01-06T05:02:00",48.9,48.9,100,0,0,0.01,30,"M",5,"M","BKN","BKN","OVC","M",500,4600,6000,"M",{"$f":"-RA BR","v":{"$error":"#NAME?"}},"M","M","M","M","M","M",48.9,"KPHX 061202Z 00000KT 5SM -RA BR BKN005 BKN046 OVC060 09/09 A3000 RMK AO2 P0001 T00940094"]
["PHX","2019-01-06T05:51:00",48.9,48.9,100,340,3,0.05,30.01,1015.8,4,"M","BKN","BKN","OVC","M",500,4000,6000,"M",{"$f":"-RA BR","v":{"$error":"#NAME?"}},"M","M","M","M","M","M",48.01,"KPHX 061251Z 34003KT 4SM -RA BR BKN005 BKN040 OVC060 09/09 A3001 RMK AO2 SLP158 P0005 T00940094"]
["PHX","2019-01-06T06:47:00",48.2,48.2,100,100,4,0.02,30.02,"M",6,"M","SCT","BKN","OVC","M",500,4500,8500,"M","BR","M","M","M","M","M","M",46.34,"KPHX 061347Z 10004KT 6SM BR SCT005 BKN045 OVC085 09/09 A3002 RMK AO2 RAE34 P0002"]
["PHX","2019-01-06T06:51:00",48.9,48.9,100,110,4,0.02,30.02,1016.1,6,"M","SCT","BKN","OVC","M",500,4500,8500,"M","BR","M","M","M","M","M","M",47.16,"KPHX 061351Z 11004KT 6SM BR SCT005 BKN045 OVC085 09/09 A3002 RMK AO2 RAE34 SLP161 P0002 T00940094"]
["PHX","2019-01-06T07:51:00",50,50,100,110,4,0,30.04,1016.8,7,"M","OVC","M","M","M",3900,"M","M","M","M","M","M","M","M","M","M",48.44,"KPHX 061451Z 11004KT 7SM OVC039 10/10 A3004 RMK AO2 SLP168 60007 T01000100 53010"]
["PHX","2019-01-06T08:51:00",50,50,100,140,7,0,30.06,1017.3,8,"M","BKN","OVC","M","M",3700,5500,"M","M","M","M","M","M","M","M","M",46.72,"KPHX 061551Z 14007KT 8SM BKN037 OVC055 10/10 A3006 RMK AO2 SLP173 T01000100"]
["PHX","2019-01-06T09:48:00",51.8,50,93.55,140,5,0,30.09,"M",10,"M","FEW","OVC","M","M",600,3500,"M","M","M","M","M","M","M","M","M",51.8,"KPHX 061648Z 14005KT 10SM FEW006 OVC035 11/10 A3009 RMK AO2"]
["PHX","2019-01-06T09:51:00",51.1,51.1,100,140,5,0,30.08,1018.2,10,"M","FEW","OVC","M","M",600,3500,"M","M","M","M","M","M","M","M","M",51.1,"KPHX 061651Z 14005KT 10SM FEW006 OVC035 11/11 A3008 RMK AO2 SLP182 T01060106"]
["PHX","2019-01-06T10:51:00",52,48.9,89.13,150,5,0,30.09,1018.5,10,"M","FEW","OVC","M","M",1000,3400,"M","M","M","M","M","M","M","M","M",52,"KPHX 061751Z 15005KT 10SM FEW010 OVC034 11/09 A3009 RMK AO2 SLP185 60007 T01110094 10111 20089 51012"]
["PHX","2019-01-06T11:51:00",53.1,48.9,85.59,190,5,0,30.08,1018.1,10,"M","OVC","M","M","M",3100,"M","M","M","M","M","M","M","M","M","M",53.1,"KPHX 061851Z 19005KT 10SM OVC031 12/09 A3008 RMK AO2 SLP181 T01170094"]
["PHX","2019-01-06T12:51:00",54,46.9,76.83,"M",3,0,30.07,1017.6,10,"M","FEW","BKN","BKN","M",2400,3100,5500,"M","M","M","M","M","M","M","M",54,"KPHX 061951Z VRB03KT 10SM FEW024 BKN031 BKN055 12/08 A3007 RMK AO2 SLP176 T01220083"]
["PHX","2019-01-06T13:38:00",54,46,74.26,"M",4,0,30.07,"M",10,"M","BKN","BKN","M","M",2500,5500,"M","M","M","M","M","M","M","M","M",54,"KPHX 062038Z VRB04KT 10SM BKN025 BKN055 12/08 A3007 RMK AO2 T01220078"]
["PHX","2019-01-06T13:51:00",54,46,74.26,260,5,0,30.07,1017.7,10,"M","OVC","M","M","M",2500,"M","M","M","M","M","M","M","M","M","M",54,"KPHX 062051Z 26005KT 10SM OVC025 12/08 A3007 RMK AO2 SLP177 T01220078 55008"]
["PHX","2019-01-06T14:51:00",55,46.9,74.08,230,5,0,30.08,1018.2,10,"M","FEW","BKN","OVC","M",1400,2700,3700,"M","M","M","M","M","M","M","M",55,"KPHX 062151Z 23005KT 10SM FEW014 BKN027 OVC037 13/08 A3008 RMK AO2 SLP182 T01280083"]
["PHX","2019-01-06T15:27:00",54,46,74.26,0,0,0,30.06,"M",10,"M","SCT","BKN","BKN","M",2300,3400,4500,"M","M","M","M","M","M","M","M",54,"KPHX 062227Z 00000KT 10SM SCT023 BKN034 BKN045 12/08 A3006 RMK AO2 PRESFR T01220078"]
["PHX","2019-01-06T15:51:00",55,46,71.6,0,0,0,30.07,1017.8,10,"M","SCT","BKN","BKN","M",2300,3400,4500,"M","M","M","M","M","M","M","M",55,"KPHX 062251Z 00000KT 10SM SCT023 BKN034 BKN045 13/08 A3007 RMK AO2 SLP178 T01280078"]
["PHX","2019-01-06T16:51:00",55,45,68.93,240,4,0,30.09,1018.6,10,"M","SCT","BKN","BKN","M",2300,3400,4300,"M","M","M","M","M","M","M","M",55,"KPHX 062351Z 24004KT 10SM SCT023 BKN034 BKN043 13/07 A3009 RMK AO2 SLP186 T01280072 10128 20111 53008"]
["PHX","2019-01-06T17:51:00",54,45,71.5,0,0,0,30.11,1019.2,10,"M","SCT","BKN","OVC","M",2300,4300,5000,"M","M","M","M","M","M","M","M",54,"KPHX 070051Z 00000KT 10SM SCT023 BKN043 OVC050 12/07 A3011 RMK AO2 SLP192 T01220072"]
["PHX","2019-01-06T18:51:00",53.1,46.9,79.4,0,0,0,30.13,1019.9,10,"M","FEW","SCT","BKN","M",3800,4500,6000,"M","M","M","M","M","M","M","M",53.1,"KPHX 070151Z 00000KT 10SM FEW038 SCT045 BKN060 12/08 A3013 RMK AO2 SLP199 T01170083"]
["PHX","2019-01-06T19:51:00",52,48,86.17,80,6,0,30.13,1019.9,10,"M","SCT","M","M","M",6000,"M","M","M","M","M","M","M","M","M","M",52,"KPHX 070251Z 08006KT 10SM SCT060 11/09 A3013 RMK AO2 SLP199 T01110089 51013"]
["PHX","2019-01-06T20:51:00",48.9,48,96.69,0,0,0,30.17,1021.3,10,"M","FEW","M","M","M",7500,"M","M","M","M","M","M","M","M","M","M",48.9,"KPHX 070351Z 00000KT 10SM FEW075 09/09 A3017 RMK AO2 SLP213 T00940089"]
["PHX","2019-01-06T21:51:00",50,48,92.8,110,3,0,30.18,1021.7,10,"M","FEW","M","M","M",7500,"M","M","M","M","M","M","M","M","M","M",49.27,"KPHX 070451Z 11003KT 10SM FEW075 10/09 A3018 RMK AO2 SLP217 T01000089"]
["PHX","2019-01-06T22:51:00",48,46.9,95.95,120,3,0,30.2,1022.4,9,"M","SCT","M","M","M",6000,"M","M","M","M","M","M","M","M","M","M",46.98,"KPHX 070551Z 12003KT 9SM SCT060 09/08 A3020 RMK AO2 SLP224 T00890083 10128 20089 51024"]
["PHX","2019-01-06T23:51:00",46.9,46.9,100,100,5,0,30.2,1022.4,10,"M","FEW","M","M","M",12000,"M","M","M","M","M","M","M","M","M","M",44.09,"KPHX 070651Z 10005KT 10SM FEW120 08/08 A3020 RMK AO2 SLP224 T00830083 401280083"]
["PHX","2019-01-07T00:51:00",46,46,100,100,6,0,30.2,1022.4,10,"M","CLR","M","M","M","M","M","M","M","M","M","M","M","M","M","M",42.39,"KPHX 070751Z 10006KT 10SM CLR 08/08 A3020 RMK AO2 SLP224 T00780078"]
["PHX","2019-01-07T01:51:00",45,45,100,100,4,0,30.21,1022.7,10,"M","CLR","M","M","M","M","M","M","M","M","M","M","M","M","M","M",42.6,"KPHX 070851Z 10004KT 10SM CLR 07/07 A3021 RMK AO2 SLP227 T00720072 53003"]
["PHX","2019-01-07T02:51:00",45,45,100,90,6,0,30.23,1023.5,10,"M","FEW","M","M","M",10000,"M","M","M","M","M","M","M","M","M","M",41.19,"KPHX 070951Z 09006KT 10SM FEW100 07/07 A3023 RMK AO2 SLP235 T00720072"]
["PHX","2019-01-07T03:51:00",44.1,44.1,100,90,4,0,30.24,1023.7,10,"M","CLR","M","M","M","M","M","M","M","M","M","M","M","M","M","M",41.55,"KPHX 071051Z 09004KT 10SM CLR 07/07 A3024 RMK AO2 SLP237 T00670067"]
["PHX","2019-01-07T04:51:00",44.1,44.1,100,110,4,0,30.23,1023.4,10,"M","CLR","M","M","M","M","M","M","M","M","M","M","M","M","M","M",41.55,"KPHX 071151Z 11004KT 10SM CLR 07/07 A3023 RMK AO2 SLP234 70007 T00670067 10089 20067 50007"]
["PHX","2019-01-07T05:51:00",43,43,100,140,4,0,30.23,1023.4,10,"M","CLR","M","M","M","M","M","M","M","M","M","M","M","M","M","M",40.27,"KPHX 071251Z 14004KT 10SM CLR 06/06 A3023 RMK AO2 SLP234 T00610061"]
["PHX","2019-01-07T06:51:00",44.1,44.1,100,110,4,0,30.23,1023.6,10,"M","FEW","M","M","M",25000,"M","M","M","M","M","M","M","M","M","M",41.55,"KPHX 071351Z 11004KT 10SM FEW250 07/07 A3023 RMK AO2 SLP236 T00670067"]
["PHX","2019-01-07T07:51:00",43,43,100,110,3,0,30.25,1024.1,10,"M","FEW","FEW","SCT","M",3000,10000,25000,"M","M","M","M","M","M","M","M",41.26,"KPHX 071451Z 11003KT 10SM FEW030 FEW100 SCT250 06/06 A3025 RMK AO2 SLP241 T00610061 53005"]
["PHX","2019-01-07T08:51:00",46.9,44.1,89.92,110,3,0,30.26,1024.5,10,"M","FEW","FEW","M","M",3000,25000,"M","M","M","M","M","M","M","M","M",45.72,"KPHX 071551Z 11003KT 10SM FEW030 FEW250 08/07 A3026 RMK AO2 SLP245 T00830067"]
["PHX","2019-01-07T09:51:00",50,44.1,80.06,90,6,0,30.28,1025,10,"M","FEW","FEW","M","M",3000,25000,"M","M","M","M","M","M","M","M","M",47.21,"KPHX 071651Z 09006KT 10SM FEW030 FEW250 10/07 A3028 RMK AO2 SLP250 T01000067"]
["PHX","2019-01-07T10:51:00",55.9,45,66.72,100,6,0,30.28,1024.8,10,"M","FEW","FEW","M","M",3000,25000,"M","M","M","M","M","M","M","M","M",55.9,"KPHX 071751Z 10006KT 10SM FEW030 FEW250 13/07 A3028 RMK AO2 SLP248 T01330072 10133 20061 50009"]
["PHX","2019-01-07T11:51:00",57.9,44.1,59.98,0,0,0,30.25,1024,10,"M","FEW","FEW","M","M",3000,25000,"M","M","M","M","M","M","M","M","M",57.9,"KPHX 071851Z 00000KT 10SM FEW030 FEW250 14/07 A3025 RMK AO2 SLP240 T01440067"]
["PHX","2019-01-07T12:51:00",59,43,55.28,0,0,0,30.22,1022.8,10,"M","FEW","SCT","M","M",3500,25000,"M","M","M","M","M","M","M","M","M",59,"KPHX 071951Z 00000KT 10SM FEW035 SCT250 15/06 A3022 RMK AO2 SLP228 T01500061"]
["PHX","2019-01-07T13:51:00",61,41,47.66,0,0,0,30.19,1021.8,10,"M","FEW","SCT","M","M",4000,25000,"M","M","M","M","M","M","M","M","M",61,"KPHX 072051Z 00000KT 10SM FEW040 SCT250 16/05 A3019 RMK AO2 SLP218 T01610050 58029"]
["PHX","2019-01-07T14:51:00",62.1,42.1,47.83,280,4,0,30.18,1021.3,10,"M","FEW","SCT","M","M",4000,25000,"M","M","M","M","M","M","M","M","M",62.1,"KPHX 072151Z 28004KT 10SM FEW040 SCT250 17/06 A3018 RMK AO2 SLP213 T01670056"]
["PHX","2019-01-07T15:51:00",62.1,41,45.84,300,3,0,30.18,1021.4,10,"M","FEW","SCT","M","M",4000,25000,"M","M","M","M","M","M","M","M","M",62.1,"KPHX 072251Z 30003KT 10SM FEW040 SCT250 17/05 A3018 RMK AO2 SLP214 T01670050"]
["PHX","2019-01-07T16:51:00",62.1,39,42.41,280,4,0,30.17,1021.1,10,"M","FEW","M","M","M",25000,"M","M","M","M","M","M","M","M","M","M",62.1,"KPHX 072351Z 28004KT 10SM FEW250 17/04 A3017 RMK AO2 SLP211 T01670039 10172 20128 56007"]
["PHX","2019-01-07T17:51:00",61,39,44.1,320,5,0,30.17,1021.1,10,"M","FEW","FEW","M","M",18000,25000,"M","M","M","M","M","M","M","M","M",61,"KPHX 080051Z 32005KT 10SM FEW180 FEW250 16/04 A3017 RMK AO2 SLP211 T01610039"]
["PHX","2019-01-07T18:51:00",57.9,44.1,59.98,260,5,0,30.17,1021.3,10,"M","FEW","M","M","M",25000,"M","M","M","M","M","M","M","M","M","M",57.9,"KPHX 080151Z 26005KT 10SM FEW250 14/07 A3017 RMK AO2 SLP213 T01440067"]
["PHX","2019-01-07T19:51:00",54,46,74.26,260,3,0,30.18,1021.7,10,"M","CLR","M","M","M","M","M","M","M","M","M","M","M","M","M","M",54,"KPHX 080251Z 26003KT 10SM CLR 12/08 A3018 RMK AO2 SLP217 T01220078 53004"]
["PHX","2019-01-07T20:51:00",53.1,44.1,71.4,250,3,0,30.2,1022.2,10,"M","CLR","M","M","M","M","M","M","M","M","M","M","M","M","M","M",53.1,"KPHX 080351Z 25003KT 10SM CLR 12/07 A3020 RMK AO2 SLP222 T01170067"]
["PHX","2019-01-07T21:51:00",52,44.1,74.35,290,3,0,30.2,1022.3,10,"M","CLR","M","M","M","M","M","M","M","M","M","M","M","M","M","M",52,"KPHX 080451Z 29003KT 10SM CLR 11/07 A3020 RMK AO2 SLP223 T01110067"]
["PHX","2019-01-07T22:51:00",51.1,45,79.54,0,0,0,30.21,1022.3,10,"M","CLR","M","M","M","M","M","M","M","M","M","M","M","M","M","M",51.1,"KPHX 080551Z 00000KT 10SM CLR 11/07 A3021 RMK AO2 SLP223 T01060072 10167 20100 51008"]
["PHX","2019-01-07T23:51:00",50,44.1,80.06,100,3,0,30.19,1021.8,10,"M","CLR","M","M","M","M","M","M","M","M","M","M","M","M","M","M",49.27,"KPHX 080651Z 10003KT 10SM CLR 10/07 A3019 RMK AO2 SLP218 T01000067 401720061"]
["PHX","2019-01-08T00:51:00",48,45,89.29,100,4,0,30.19,1021.8,10,"M","CLR","M","M","M","M","M","M","M","M","M","M","M","M","M","M",46.1,"KPHX 080751Z 10004KT 10SM CLR 09/07 A3019 RMK AO2 SLP218 T00890072"]
["PHX","2019-01-08T01:51:00",48,44.1,86.28,80,5,0,30.18,1021.5,10,"M","CLR","M","M","M","M","M","M","M","M","M","M","M","M","M","M",45.4,"KPHX 080851Z 08005KT 10SM CLR 09/07 A3018 RMK AO2 SLP215 T00890067 56008"]
["PHX","2019-01-08T02:51:00",46.9,43,86.21,110,5,0,30.16,1020.9,10,"M","CLR","M","M","M","M","M","M","M","M","M","M","M","M","M","M",44.09,"KPHX 080951Z 11005KT 10SM CLR 08/06 A3016 RMK AO2 SLP209 T00830061"]
["PHX","2019-01-08T03:51:00",45,43,92.65,0,0,0,30.16,1020.6,10,"M","CLR","M","M","M","M","M","M","M","M","M","M","M","M","M","M",45,"KPHX 081051Z 00000KT 10SM CLR 07/06 A3016 RMK AO2 SLP206 T00720061"]
["PHX","2019-01-08T04:51:00",45,42.1,89.49,0,0,0,30.15,1020.6,10,"M","CLR","M","M","M","M","M","M","M","M","M","M","M","M","M","M",45,"KPHX 081151Z 00000KT 10SM CLR 07/06 A3015 RMK AO2 SLP206 T00720056 10111 20072 56009"]
["PHX","2019-01-08T05:51:00",46,42.1,86.16,0,0,0,30.16,1020.9,10,"M","CLR","M","M","M","M","M","M","M","M","M","M","M","M","M","M",46,"KPHX 081251Z 00000KT 10SM CLR 08/06 A3016 RMK AO2 SLP209 T00780056"]
["PHX","2019-01-08T06:51:00",45,42.1,89.49,0,0,0,30.17,1021.3,10,"M","FEW","M","M","M",25000,"M","M","M","M","M","M","M","M","M","M",45,"KPHX 081351Z 00000KT 10SM FEW250 07/06 A3017 RMK AO2 SLP213 T00720056"]
["PHX","2019-01-08T07:51:00",43,42.1,96.6,0,0,0,30.18,1021.7,10,"M","FEW","M","M","M",25000,"M","M","M","M","M","M","M","M","M","M",43,"KPHX 081451Z 00000KT 10SM FEW250 06/06 A3018 RMK AO2 SLP217 T00610056 51008"]
["PHX","2019-01-08T08:51:00",48.9,44.1,83.42,110,3,0,30.19,1022,10,"M","FEW","M","M","M",25000,"M","M","M","M","M","M","M","M","M","M",48.01,"KPHX 081551Z 11003KT 10SM FEW250 09/07 A3019 RMK AO2 SLP220 T00940067"]
["PHX","2019-01-08T09:51:00",52,42.1,68.86,0,0,0,30.2,1022.1,10,"M","FEW","M","M","M",25000,"M","M","M","M","M","M","M","M","M","M",52,"KPHX 081651Z 00000KT 10SM FEW250 11/06 A3020 RMK AO2 SLP221 T01110056"]
["PHX","2019-01-08T10:51:00",55.9,42.1,59.71,0,0,0,30.19,1021.6,10,"M","FEW","M","M","M",25000,"M","M","M","M","M","M","M","M","M","M",55.9,"KPHX 081751Z 00000KT 10SM FEW250 13/06 A3019 RMK AO2 SLP216 T01330056 10133 20061 50002"]
["PHX","2019-01-08T11:51:00",60.1,43,53.15,0,0,0,30.15,1020.4,10,"M","FEW","M","M","M",25000,"M","M","M","M","M","M","M","M","M","M",60.1,"KPHX 081851Z 00000KT 10SM FEW250 16/06 A3015 RMK AO2 SLP204 T01560061"]
["PHX","2019-01-08T12:51:00",64,41,42.88,0,0,0,30.11,1019.1,10,"M","FEW","M","M","M",25000,"M","M","M","M","M","M","M","M","M","M",64,"KPHX 081951Z 00000KT 10SM FEW250 18/05 A3011 RMK AO2 SLP191 T01780050"]
["PHX","2019-01-08T13:51:00",68,39,34.53,0,0,0,30.09,1018.1,10,"M","FEW","M","M","M",25000,"M","M","M","M","M","M","M","M","M","M",68,"KPHX 082051Z 00000KT 10SM FEW250 20/04 A3009 RMK AO2 SLP181 T02000039 56033"]
["PHX","2019-01-08T14:51:00",70,41,34.85,230,4,0,30.07,1017.6,10,"M","FEW","M","M","M",25000,"M","M","M","M","M","M","M","M","M","M",70,"KPHX 082151Z 23004KT 10SM FEW250 21/05 A3007 RMK AO2 SLP176 T02110050"]
["PHX","2019-01-08T15:51:00",71.1,39.9,32.16,80,3,0,30.06,1017.3,10,"M","FEW","SCT","M","M",16000,25000,"M","M","M","M","M","M","M","M","M",69.42,"KPHX 082251Z 08003KT 10SM FEW160 SCT250 22/04 A3006 RMK AO2 SLP173 T02170044"]
["PHX","2019-01-08T16:51:00",71.1,39.9,32.16,0,0,0,30.06,1017.1,10,"M","FEW","SCT","M","M",18000,25000,"M","M","M","M","M","M","M","M","M",69.42,"KPHX 082351Z 00000KT 10SM FEW180 SCT250 22/04 A3006 RMK AO2 SLP171 T02170044 10222 20133 56009"]
["PHX","2019-01-08T17:51:00",66.9,42.1,40.45,260,8,0,30.06,1017.3,10,"M","FEW","SCT","M","M",18000,25000,"M","M","M","M","M","M","M","M","M",66.9,"KPHX 090051Z 26008KT 10SM FEW180 SCT250 19/06 A3006 RMK AO2 SLP173 T01940056"]
["PHX","2019-01-08T18:51:00",63,44.1,50.03,230,5,0,30.08,1017.8,10,"M","SCT","M","M","M",25000,"M","M","M","M","M","M","M","M","M","M",63,"KPHX 090151Z 23005KT 10SM SCT250 17/07 A3008 RMK AO2 SLP178 T01720067"]
["PHX","2019-01-08T19:51:00",59,48,66.83,230,3,0,30.09,1018.6,10,"M","SCT","M","M","M",25000,"M","M","M","M","M","M","M","M","M","M",59,"KPHX 090251Z 23003KT 10SM SCT250 15/09 A3009 RMK AO2 SLP186 T01500089 53011"]
["PHX","2019-01-08T20:51:00",57.9,46.9,66.7,0,0,0,30.11,1019.1,10,"M","SCT","M","M","M",25000,"M","M","M","M","M","M","M","M","M","M",57.9,"KPHX 090351Z 00000KT 10SM SCT250 14/08 A3011 RMK AO2 SLP191 T01440083"]
["PHX","2019-01-08T21:51:00",55.9,46.9,71.69,90,3,0,30.13,1019.6,10,"M","BKN","M","M","M",25000,"M","M","M","M","M","M","M","M","M","M",55.9,"KPHX 090451Z 09003KT 10SM BKN250 13/08 A3013 RMK AO2 SLP196 T01330083"]
["PHX","2019-01-08T22:51:00",55,46,71.6,110,3,0,30.13,1019.7,10,"M","BKN","M","M","M",25000,"M","M","M","M","M","M","M","M","M","M",55,"KPHX 090551Z 11003KT 10SM BKN250 13/08 A3013 RMK AO2 SLP197 T01280078 10217 20122 51013"]
["PHX","2019-01-08T23:51:00",54,46.9,76.83,100,5,0,30.12,1019.2,10,"M","BKN","M","M","M",25000,"M","M","M","M","M","M","M","M","M","M",54,"KPHX 090651Z 10005KT 10SM BKN250 12/08 A3012 RMK AO2 SLP192 T01220083 402220061"]
["PHX","2019-01-09T00:51:00",53.1,46,76.75,0,0,0,30.12,1019,10,"M","SCT","M","M","M",25000,"M","M","M","M","M","M","M","M","M","M",53.1,"KPHX 090751Z 00000KT 10SM SCT250 12/08 A3012 RMK AO2 SLP190 T01170078"]
["PHX","2019-01-09T01:51:00",51.1,46.9,85.48,110,3,0,30.12,1019.2,10,"M","BKN","M","M","M",25000,"M","M","M","M","M","M","M","M","M","M",51.1,"KPHX 090851Z 11003KT 10SM BKN250 11/08 A3012 RMK AO2 SLP192 T01060083 55003"]
["PHX","2019-01-09T02:51:00",51.1,46.9,85.48,110,5,0,30.13,1019.3,10,"M","BKN","M","M","M",25000,"M","M","M","M","M","M","M","M","M","M",51.1,"KPHX 090951Z 11005KT 10SM BKN250 11/08 A3013 RMK AO2 SLP193 T01060083"]
["PHX","2019-01-09T03:51:00",50,46.9,89.04,0,0,0,30.13,1019.4,10,"M","SCT","M","M","M",25000,"M","M","M","M","M","M","M","M","M","M",50,"KPHX 091051Z 00000KT 10SM SCT250 10/08 A3013 RMK AO2 SLP194 T01000083"]
["PHX","2019-01-09T04:51:00",48.9,46.9,92.77,0,0,0,30.12,1019.2,10,"M","BKN","M","M","M",17000,"M","M","M","M","M","M","M","M","M","M",48.9,"KPHX 091151Z 00000KT 10SM BKN170 09/08 A3012 RMK AO2 SLP192 T00940083 10128 20089 58000"]
["PHX","2019-01-09T05:51:00",50,46.9,89.04,0,0,0,30.12,1019.3,10,"M","BKN","M","M","M",17000,"M","M","M","M","M","M","M","M","M","M",50,"KPHX 091251Z 00000KT 10SM BKN170 10/08 A3012 RMK AO2 SLP193 T01000083"]
["PHX","2019-01-09T06:51:00",50,46.9,89.04,50,4,0,30.13,1019.8,10,"M","BKN","BKN","M","M",17000,25000,"M","M","M","M","M","M","M","M","M",48.44,"KPHX 091351Z 05004KT 10SM BKN170 BKN250 10/08 A3013 RMK AO2 SLP198 T01000083"]
["PHX","2019-01-09T07:51:00",50,46,86.06,110,3,0,30.14,1019.9,10,"M","BKN","BKN","M","M",17000,25000,"M","M","M","M","M","M","M","M","M",49.27,"KPHX 091451Z 11003KT 10SM BKN170 BKN250 10/08 A3014 RMK AO2 SLP199 VIRGA DSNT NE AND SE AND W T01000078 51005"]
["PHX","2019-01-09T08:51:00",51.1,46,82.62,130,3,0,30.15,1020.2,10,"M","FEW","BKN","BKN","M",15000,18000,25000,"M","M","M","M","M","M","M","M",51.1,"KPHX 091551Z 13003KT 10SM FEW150 BKN180 BKN250 11/08 A3015 RMK AO2 SLP202 VIRGA DSNT N-E-S-W T01060078"]
["PHX","2019-01-09T09:51:00",59,44.1,57.66,0,0,0,30.15,1020.4,10,"M","BKN","BKN","BKN","M",15000,18000,25000,"M","M","M","M","M","M","M","M",59,"KPHX 091651Z 00000KT 10SM BKN150 BKN180 BKN250 15/07 A3015 RMK AO2 SLP204 VIRGA DSNT N-E-SE AND W-NW T01500067"]
["PHX","2019-01-09T10:51:00",64,43,46.32,130,5,0,30.16,1020.5,10,"M","BKN","BKN","BKN","M",15000,18000,25000,"M","M","M","M","M","M","M","M",64,"KPHX 091751Z 13005KT 10SM BKN150 BKN180 BKN250 18/06 A3016 RMK AO2 SLP205 VIRGA DSNT NE-SE AND SW AND NW T01780061 10178 20089 51007"]
["PHX","2019-01-09T11:51:00",64,41,42.88,130,3,0,30.13,1019.5,10,"M","BKN","BKN","BKN","M",15000,17000,25000,"M","M","M","M","M","M","M","M",64,"KPHX 091851Z 13003KT 10SM BKN150 BKN170 BKN250 18/05 A3013 RMK AO2 SLP195 VIRGA DSNT E-SE AND SW-W T01780050"]
["PHX","2019-01-09T12:51:00",66,39.9,38.32,0,0,0,30.08,1017.8,10,"M","BKN","BKN","BKN","M",14000,17000,25000,"M","M","M","M","M","M","M","M",66,"KPHX 091951Z 00000KT 10SM BKN140 BKN170 BKN250 19/04 A3008 RMK AO2 SLP178 VIRGA DSNT N AND E-SE AND SW T01890044"]
["PHX","2019-01-09T13:51:00",69.1,39,33.25,0,0,0,30.06,1017,10,"M","BKN","BKN","BKN","M",14000,17000,25000,"M","M","M","M","M","M","M","M",69.1,"KPHX 092051Z 00000KT 10SM BKN140 BKN170 BKN250 21/04 A3006 RMK AO2 SLP170 T02060039 56033"]
["PHX","2019-01-09T14:51:00",72,36,26.77,90,12,0,30.04,1016.2,10,"M","FEW","SCT","SCT","SCT",10000,14000,17000,25000,"M","M","M","M","M","M","M",70.16,"KPHX 092151Z 09012KT 10SM FEW100 SCT140 SCT170 SCT250 22/02 A3004 RMK AO2 SLP162 VIRGA NE T02220022"]
["PHX","2019-01-09T15:51:00",72,36,26.77,80,6,0,30.03,1016,10,"M","FEW","SCT","BKN","BKN",10000,13000,17000,25000,"M","M","M","M","M","M","M",70.16,"KPHX 092251Z 08006KT 10SM FEW100 SCT130 BKN170 BKN250 22/02 A3003 RMK AO2 SLP160 T02220022"]
["PHX","2019-01-09T16:51:00",70,37.9,30.88,60,10,0,30.02,1015.8,10,"M","FEW","SCT","BKN","BKN",10000,13000,19000,25000,"M","M","M","M","M","M","M",70,"KPHX 092351Z 06010KT 10SM FEW100 SCT130 BKN190 BKN250 21/03 A3002 RMK AO2 SLP158 T02110033 10228 20178 56012"]
["PHX","2019-01-09T17:51:00",66,41,39.99,70,5,0,30.04,1016.4,10,"M","FEW","SCT","SCT","BKN",10000,13000,19000,25000,"M","M","M","M","M","M","M",66,"KPHX 100051Z 07005KT 10SM FEW100 SCT130 SCT190 BKN250 19/05 A3004 RMK AO2 SLP164 T01890050"]
["PHX","2019-01-09T18:51:00",64.9,39,38.44,60,7,0,30.04,1016.5,10,"M","FEW","SCT","SCT","BKN",10000,13000,19000,25000,"M","M","M","M","M","M","M",64.9,"KPHX 100151Z 06007KT 10SM FEW100 SCT130 SCT190 BKN250 18/04 A3004 RMK AO2 SLP165 T01830039"]
["PHX","2019-01-09T19:51:00",60.1,44.1,55.44,120,4,0,30.05,1016.9,10,"M","FEW","SCT","BKN","M",13000,19000,25000,"M","M","M","M","M","M","M","M",60.1,"KPHX 100251Z 12004KT 10SM FEW130 SCT190 BKN250 16/07 A3005 RMK AO2 SLP169 T01560067 51009"]
["PHX","2019-01-09T20:51:00",60.1,43,53.15,90,5,0,30.05,1016.9,10,"M","FEW","BKN","M","M",13000,25000,"M","M","M","M","M","M","M","M","M",60.1,"KPHX 100351Z 09005KT 10SM FEW130 BKN250 16/06 A3005 RMK AO2 SLP169 T01560061"]
["PHX","2019-01-09T21:51:00",60.1,42.1,51.35,110,5,0,30.05,1016.9,10,"M","FEW","BKN","M","M",13000,25000,"M","M","M","M","M","M","M","M","M",60.1,"KPHX 100451Z 11005KT 10SM FEW130 BKN250 16/06 A3005 RMK AO2 SLP169 T01560056"]
["PHX","2019-01-09T22:51:00",57.9,42.1,55.55,100,7,0,30.06,1017,10,"M","FEW","BKN","M","M",13000,25000,"M","M","M","M","M","M","M","M","M",57.9,"KPHX 100551Z 10007KT 10SM FEW130 BKN250 14/06 A3006 RMK AO2 SLP170 T01440056 10211 20144 53004"]
["PHX","2019-01-09T23:51:00",57,43,59.4,110,6,0,30.04,1016.3,10,"M","BKN","BKN","M","M",12000,25000,"M","M","M","M","M","M","M","M","M",57,"KPHX 100651Z 11006KT 10SM BKN120 BKN250 14/06 A3004 RMK AO2 SLP163 T01390061 402280089"]
["PHX","2019-01-10T00:51:00",55,46,71.6,230,3,0,30.04,1016.3,10,"M","BKN","BKN","M","M",11000,23000,"M","M","M","M","M","M","M","M","M",55,"KPHX 100751Z 23003KT 10SM BKN110 BKN230 13/08 A3004 RMK AO2 SLP163 T01280078"]
["PHX","2019-01-10T01:51:00",55.9,43,61.81,0,0,0,30.04,1016.5,10,"M","SCT","BKN","M","M",11000,23000,"M","M","M","M","M","M","M","M","M",55.9,"KPHX 100851Z 00000KT 10SM SCT110 BKN230 13/06 A3004 RMK AO2 SLP165 T01330061 55004"]
["PHX","2019-01-10T02:51:00",55.9,44.1,64.47,0,0,0,30.05,1016.5,10,"M","SCT","BKN","BKN","M",11000,13000,23000,"M","M","M","M","M","M","M","M",55.9,"KPHX 100951Z 00000KT 10SM SCT110 BKN130 BKN230 13/07 A3005 RMK AO2 SLP165 T01330067"]
["PHX","2019-01-10T03:51:00",55,45,68.93,90,4,0,30.04,1016.2,10,"M","BKN","BKN","M","M",12000,23000,"M","M","M","M","M","M","M","M","M",55,"KPHX 101051Z 09004KT 10SM BKN120 BKN230 13/07 A3004 RMK AO2 SLP162 T01280072"]
["PHX","2019-01-10T04:51:00",55.9,43,61.81,120,4,0,30.02,1015.7,10,"M","BKN","BKN","M","M",11000,23000,"M","M","M","M","M","M","M","M","M",55.9,"KPHX 101151Z 12004KT 10SM BKN110 BKN230 13/06 A3002 RMK AO2 SLP157 T01330061 10150 20122 58008"]
["PHX","2019-01-10T05:51:00",55.9,43,61.81,120,5,0,30.02,1015.6,10,"M","BKN","BKN","M","M",11000,25000,"M","M","M","M","M","M","M","M","M",55.9,"KPHX 101251Z 12005KT 10SM BKN110 BKN250 13/06 A3002 RMK AO2 SLP156 T01330061"]
["PHX","2019-01-10T06:51:00",55.9,42.1,59.71,80,3,0,30.03,1015.9,10,"M","FEW","BKN","BKN","M",11000,18000,21000,"M","M","M","M","M","M","M","M",55.9,"KPHX 101351Z 08003KT 10SM FEW110 BKN180 BKN210 13/06 A3003 RMK AO2 SLP159 T01330056"]
["PHX","2019-01-10T07:51:00",55,43,63.86,80,4,0,30.02,1015.9,10,"M","FEW","BKN","BKN","M",11000,17000,21000,"M","M","M","M","M","M","M","M",55,"KPHX 101451Z 08004KT 10SM FEW110 BKN170 BKN210 13/06 A3002 RMK AO2 SLP159 T01280061 50000"]
["PHX","2019-01-10T08:51:00",57.9,42.1,55.55,0,0,0,30.05,1016.8,10,"M","FEW","FEW","BKN","BKN",11000,18000,21000,25000,"M","M","M","M","M","M","M",57.9,"KPHX 101551Z 00000KT 10SM FEW110 FEW180 BKN210 BKN250 14/06 A3005 RMK AO2 SLP168 T01440056"]
["PHX","2019-01-10T09:51:00",57,44.1,61.95,70,3,0,30.07,1017.5,10,"M","FEW","BKN","BKN","M",11000,15000,21000,"M","M","M","M","M","M","M","M",57,"KPHX 101651Z 07003KT 10SM FEW110 BKN150 BKN210 14/07 A3007 RMK AO2 SLP175 T01390067"]
["PHX","2019-01-10T10:51:00",60.1,44.1,55.44,100,4,0,30.07,1017.6,10,"M","FEW","SCT","BKN","M",11000,15000,17000,"M","M","M","M","M","M","M","M",60.1,"KPHX 101751Z 10004KT 10SM FEW110 SCT150 BKN170 16/07 A3007 RMK AO2 SLP176 T01560067 10156 20117 51017"]
["PHX","2019-01-10T11:51:00",63,43,47.97,90,3,0,30.05,1016.6,10,"M","FEW","SCT","BKN","M",12000,17000,22000,"M","M","M","M","M","M","M","M",63,"KPHX 101851Z 09003KT 10SM FEW120 SCT170 BKN220 17/06 A3005 RMK AO2 SLP166 T01720061"]
["PHX","2019-01-10T12:51:00",64,42.1,44.74,110,5,0,30.02,1015.8,10,"M","FEW","FEW","BKN","M",12000,17000,22000,"M","M","M","M","M","M","M","M",64,"KPHX 101951Z 11005KT 10SM FEW120 FEW170 BKN220 18/06 A3002 RMK AO2 SLP158 T01780056"]
["PHX","2019-01-10T13:51:00",64,43,46.32,160,4,0,30.01,1015.5,10,"M","SCT","SCT","BKN","M",11000,17000,22000,"M","M","M","M","M","M","M","M",64,"KPHX 102051Z 16004KT 10SM SCT110 SCT170 BKN220 18/06 A3001 RMK AO2 SLP155 T01780061 56020"]
["PHX","2019-01-10T14:51:00",64,43,46.32,170,5,0,30.01,1015.5,10,"M","FEW","SCT","SCT","BKN",9000,11000,17000,22000,"M","M","M","M","M","M","M",64,"KPHX 102151Z 17005KT 10SM FEW090 SCT110 SCT170 BKN220 18/06 A3001 RMK AO2 SLP155 T01780061"]
["PHX","2019-01-10T15:51:00",66.9,45,45.19,180,6,0,30.02,1015.6,10,"M","FEW","FEW","SCT","SCT",9000,11000,17000,25000,"M","M","M","M","M","M","M",66.9,"KPHX 102251Z 18006KT 10SM FEW090 FEW110 SCT170 SCT250 19/07 A3002 RMK AO2 SLP156 T01940072"]
["PHX","2019-01-10T16:51:00",64.9,44.1,46.81,150,3,0,30.02,1015.7,10,"M","FEW","FEW","SCT","M",11000,17000,25000,"M","M","M","M","M","M","M","M",64.9,"KPHX 102351Z 15003KT 10SM FEW110 FEW170 SCT250 18/07 A3002 RMK AO2 SLP157 T01830067 10194 20150 53003"]
["PHX","2019-01-10T17:51:00",61,46,57.72,130,6,0,30.02,1015.8,10,"M","FEW","FEW","SCT","M",11000,17000,25000,"M","M","M","M","M","M","M","M",61,"KPHX 110051Z 13006KT 10SM FEW110 FEW170 SCT250 16/08 A3002 RMK AO2 SLP158 VIRGA SE T01610078"]
["PHX","2019-01-10T18:51:00",59,46.9,64.12,130,3,0,30.03,1016.1,10,"M","FEW","M","M","M",25000,"M","M","M","M","M","M","M","M","M","M",59,"KPHX 110151Z 13003KT 10SM FEW250 15/08 A3003 RMK AO2 SLP161 T01500083"]
["PHX","2019-01-10T19:51:00",55.9,48,74.72,90,3,0,30.04,1016.8,10,"M","FEW","M","M","M",25000,"M","M","M","M","M","M","M","M","M","M",55.9,"KPHX 110251Z 09003KT 10SM FEW250 13/09 A3004 RMK AO2 SLP168 T01330089 53007"]
["PHX","2019-01-10T20:51:00",55,48,77.21,0,0,0,30.05,1016.9,10,"M","CLR","M","M","M","M","M","M","M","M","M","M","M","M","M","M",55,"KPHX 110351Z 00000KT 10SM CLR 13/09 A3005 RMK AO2 SLP169 T01280089"]
["PHX","2019-01-10T21:51:00",54,48,80.07,100,3,0,30.06,1017.4,10,"M","CLR","M","M","M","M","M","M","M","M","M","M","M","M","M","M",54,"KPHX 110451Z 10003KT 10SM CLR 12/09 A3006 RMK AO2 SLP174 T01220089"]
["PHX","2019-01-10T22:51:00",53.1,48,82.76,100,5,0,30.07,1017.7,10,"M","CLR","M","M","M","M","M","M","M","M","M","M","M","M","M","M",53.1,"KPHX 110551Z 10005KT 10SM CLR 12/09 A3007 RMK AO2 SLP177 T01170089 10183 20111 53009"]
["PHX","2019-01-10T23:51:00",52,48,86.17,110,5,0,30.06,1017.3,10,"M","CLR","M","M","M","M","M","M","M","M","M","M","M","M","M","M",52,"KPHX 110651Z 11005KT 10SM CLR 11/09 A3006 RMK AO2 SLP173 T01110089 401940100"]
["PHX","2019-01-11T00:51:00",50,46.9,89.04,90,6,0,30.05,1017,10,"M","CLR","M","M","M","M","M","M","M","M","M","M","M","M","M","M",47.21,"KPHX 110751Z 09006KT 10SM CLR 10/08 A3005 RMK AO2 SLP170 T01000083"]
["PHX","2019-01-11T01:51:00",50,46.9,89.04,110,4,0,30.06,1017.3,10,"M","CLR","M","M","M","M","M","M","M","M","M","M","M","M","M","M",48.44,"KPHX 110851Z 11004KT 10SM CLR 10/08 A3006 RMK AO2 SLP173 T01000083 55003"]
["PHX","2019-01-11T02:51:00",48.9,46,89.67,110,7,0,30.07,1017.4,10,"M","CLR","M","M","M","M","M","M","M","M","M","M","M","M","M","M",45.38,"KPHX 110951Z 11007KT 10SM CLR 09/08 A3007 RMK AO2 SLP174 T00940078"]
["PHX","2019-01-11T03:51:00",48,46,92.74,90,6,0,30.05,1017,10,"M","CLR","M","M","M","M","M","M","M","M","M","M","M","M","M","M",44.8,"KPHX 111051Z 09006KT 10SM CLR 09/08 A3005 RMK AO2 SLP170 T00890078"]
["PHX","2019-01-11T04:51:00",46.9,45,93.06,90,5,0,30.05,1017,10,"M","CLR","M","M","M","M","M","M","M","M","M","M","M","M","M","M",44.09,"KPHX 111151Z 09005KT 10SM CLR 08/07 A3005 RMK AO2 SLP170 T00830072 10117 20083 58004"]
["PHX","2019-01-11T05:51:00",46.9,45,93.06,80,7,0,30.07,1017.5,10,"M","FEW","M","M","M",20000,"M","M","M","M","M","M","M","M","M","M",42.94,"KPHX 111251Z 08007KT 10SM FEW200 08/07 A3007 RMK AO2 SLP175 T00830072"]
["PHX","2019-01-11T06:51:00",46,45,96.28,100,3,0,30.08,1018.2,10,"M","CLR","M","M","M","M","M","M","M","M","M","M","M","M","M","M",44.69,"KPHX 111351Z 10003KT 10SM CLR 08/07 A3008 RMK AO2 SLP182 T00780072"]
["PHX","2019-01-11T07:51:00",46,44.1,93.03,80,7,0,30.07,1018,10,"M","CLR","M","M","M","M","M","M","M","M","M","M","M","M","M","M",41.84,"KPHX 111451Z 08007KT 10SM CLR 08/07 A3007 RMK AO2 SLP180 T00780067 50008"]
["PHX","2019-01-11T08:51:00",48.9,44.1,83.42,100,6,0,30.08,1018.2,10,"M","FEW","M","M","M",25000,"M","M","M","M","M","M","M","M","M","M",45.88,"KPHX 111551Z 10006KT 10SM FEW250 09/07 A3008 RMK AO2 SLP182 T00940067"]
["PHX","2019-01-11T09:51:00",54,46,74.26,110,5,0,30.11,1019,10,"M","FEW","M","M","M",25000,"M","M","M","M","M","M","M","M","M","M",54,"KPHX 111651Z 11005KT 10SM FEW250 12/08 A3011 RMK AO2 SLP190 T01220078"]
["PHX","2019-01-11T10:51:00",57.9,48,69.52,120,4,0,30.12,1019.2,10,"M","FEW","M","M","M",5000,"M","M","M","M","M","M","M","M","M","M",57.9,"KPHX 111751Z 12004KT 10SM FEW050 14/09 A3012 RMK AO2 SLP192 T01440089 10144 20072 51014"]
["PHX","2019-01-11T11:51:00",60.1,48,64.26,120,4,0,30.09,1018.3,10,"M","FEW","FEW","M","M",5000,25000,"M","M","M","M","M","M","M","M","M",60.1,"KPHX 111851Z 12004KT 10SM FEW050 FEW250 16/09 A3009 RMK AO2 SLP183 T01560089"]
["PHX","2019-01-11T12:51:00",62.1,46.9,57.43,300,3,0,30.05,1017,10,"M","FEW","FEW","M","M",5000,25000,"M","M","M","M","M","M","M","M","M",62.1,"KPHX 111951Z 30003KT 10SM FEW050 FEW250 17/08 A3005 RMK AO2 SLP170 T01670083"]
["PHX","2019-01-11T13:51:00",64.9,46.9,52.06,270,6,0,30.04,1016.5,10,"M","FEW","FEW","M","M",5000,25000,"M","M","M","M","M","M","M","M","M",64.9,"KPHX 112051Z 27006KT 10SM FEW050 FEW250 18/08 A3004 RMK AO2 SLP165 T01830083 56026"]
["PHX","2019-01-11T14:51:00",64.9,46,50.32,"M",4,0,30.02,1015.9,10,"M","FEW","FEW","M","M",5000,25000,"M","M","M","M","M","M","M","M","M",64.9,"KPHX 112151Z VRB04KT 10SM FEW050 FEW250 18/08 A3002 RMK AO2 SLP159 T01830078"]
["PHX","2019-01-11T15:51:00",64.9,44.1,46.81,230,6,0,30.02,1016,10,"M","FEW","FEW","M","M",5000,25000,"M","M","M","M","M","M","M","M","M",64.9,"KPHX 112251Z 23006KT 10SM FEW050 FEW250 18/07 A3002 RMK AO2 SLP160 T01830067"]
["PHX","2019-01-11T16:51:00",64.9,44.1,46.81,240,4,0,30.03,1016.4,10,"M","FEW","BKN","M","M",5000,25000,"M","M","M","M","M","M","M","M","M",64.9,"KPHX 112351Z 24004KT 10SM FEW050 BKN250 18/07 A3003 RMK AO2 SLP164 T01830067 10189 20139 55001"]
["PHX","2019-01-11T17:51:00",62.1,46,55.51,240,3,0,30.04,1016.8,10,"M","BKN","M","M","M",25000,"M","M","M","M","M","M","M","M","M","M",62.1,"KPHX 120051Z 24003KT 10SM BKN250 17/08 A3004 RMK AO2 SLP168 T01670078"]
["PHX","2019-01-11T18:51:00",62.1,44.1,51.64,300,5,0,30.06,1017.2,10,"M","BKN","M","M","M",25000,"M","M","M","M","M","M","M","M","M","M",62.1,"KPHX 120151Z 30005KT 10SM BKN250 17/07 A3006 RMK AO2 SLP172 T01670067"]
["PHX","2019-01-11T19:51:00",57.9,46,64.47,110,5,0,30.05,1017,10,"M","BKN","M","M","M",25000,"M","M","M","M","M","M","M","M","M","M",57.9,"KPHX 120251Z 11005KT 10SM BKN250 14/08 A3005 RMK AO2 SLP170 T01440078 50004"]
["PHX","2019-01-11T20:51:00",57.9,46.9,66.7,90,3,0,30.04,1016.8,10,"M","BKN","M","M","M",25000,"M","M","M","M","M","M","M","M","M","M",57.9,"KPHX 120351Z 09003KT 10SM BKN250 14/08 A3004 RMK AO2 SLP168 T01440083"]
["PHX","2019-01-11T21:51:00",55,46,71.6,80,4,0,30.06,1017.3,10,"M","FEW","BKN","M","M",18000,25000,"M","M","M","M","M","M","M","M","M",55,"KPHX 120451Z 08004KT 10SM FEW180 BKN250 13/08 A3006 RMK AO2 SLP173 T01280078"]
["PHX","2019-01-11T22:51:00",53.1,46,76.75,80,7,0,30.07,1017.6,10,"M","BKN","M","M","M",25000,"M","M","M","M","M","M","M","M","M","M",53.1,"KPHX 120551Z 08007KT 10SM BKN250 12/08 A3007 RMK AO2 SLP176 T01170078 10183 20117 53006"]
["PHX","2019-01-11T23:51:00",52,46,79.92,80,6,0,30.07,1017.6,10,"M","BKN","M","M","M",25000,"M","M","M","M","M","M","M","M","M","M",52,"KPHX 120651Z 08006KT 10SM BKN250 11/08 A3007 RMK AO2 SLP176 T01110078 401890072"]
["PHX","2019-01-12T00:51:00",50,46,86.06,110,6,0,30.06,1017.4,10,"M","SCT","BKN","M","M",20000,25000,"M","M","M","M","M","M","M","M","M",47.21,"KPHX 120751Z 11006KT 10SM SCT200 BKN250 10/08 A3006 RMK AO2 SLP174 T01000078"]
["PHX","2019-01-12T01:51:00",48.9,45,86.33,90,5,0,30.06,1017.2,10,"M","SCT","BKN","M","M",20000,25000,"M","M","M","M","M","M","M","M","M",46.47,"KPHX 120851Z 09005KT 10SM SCT200 BKN250 09/07 A3006 RMK AO2 SLP172 T00940072 58003"]
["PHX","2019-01-12T02:51:00",48.9,45,86.33,90,5,0,30.06,1017.3,10,"M","BKN","M","M","M",25000,"M","M","M","M","M","M","M","M","M","M",46.47,"KPHX 120951Z 09005KT 10SM BKN250 09/07 A3006 RMK AO2 SLP173 T00940072"]
["PHX","2019-01-12T03:51:00",48.9,45,86.33,100,6,0,30.06,1017.1,10,"M","BKN","M","M","M",25000,"M","M","M","M","M","M","M","M","M","M",45.88,"KPHX 121051Z 10006KT 10SM BKN250 09/07 A3006 RMK AO2 SLP171 T00940072"]
["PHX","2019-01-12T04:51:00",48.9,45,86.33,140,4,0,30.05,1016.8,10,"M","FEW","OVC","M","M",15000,25000,"M","M","M","M","M","M","M","M","M",47.16,"KPHX 121151Z 14004KT 10SM FEW150 OVC250 09/07 A3005 RMK AO2 SLP168 T00940072 10117 20083 58004"]
["PHX","2019-01-12T05:51:00",48.9,44.1,83.42,150,5,0,30.05,1016.9,10,"M","BKN","OVC","M","M",20000,25000,"M","M","M","M","M","M","M","M","M",46.47,"KPHX 121251Z 15005KT 10SM BKN200 OVC250 09/07 A3005 RMK AO2 SLP169 T00940067"]
["PHX","2019-01-12T06:51:00",48.9,41,74.05,120,5,0,30.06,1017.4,10,"M","SCT","SCT","BKN","M",17000,20000,25000,"M","M","M","M","M","M","M","M",46.47,"KPHX 121351Z 12005KT 10SM SCT170 SCT200 BKN250 09/05 A3006 RMK AO2 SLP174 T00940050"]
["PHX","2019-01-12T07:51:00",48.9,37.9,65.62,120,4,0,30.07,1017.5,10,"M","FEW","SCT","BKN","M",16000,20000,25000,"M","M","M","M","M","M","M","M",47.16,"KPHX 121451Z 12004KT 10SM FEW160 SCT200 BKN250 09/03 A3007 RMK AO2 SLP175 T00940033 53006"]
["PHX","2019-01-12T08:51:00",52,37,56.45,90,5,0,30.08,1017.9,10,"M","FEW","SCT","BKN","M",16000,20000,25000,"M","M","M","M","M","M","M","M",52,"KPHX 121551Z 09005KT 10SM FEW160 SCT200 BKN250 11/03 A3008 RMK AO2 SLP179 T01110028"]
["PHX","2019-01-12T09:51:00",55.9,35.1,45.4,80,11,0,30.09,1018.4,10,"M","FEW","BKN","M","M",16000,25000,"M","M","M","M","M","M","M","M","M",55.9,"KPHX 121651Z 08011KT 10SM FEW160 BKN250 13/02 A3009 RMK AO2 SLP184 T01330017"]
["PHX","2019-01-12T10:51:00",60.1,36,40.46,110,9,0,30.08,1018,10,"M","BKN","M","M","M",25000,"M","M","M","M","M","M","M","M","M","M",60.1,"KPHX 121751Z 11009KT 10SM BKN250 16/02 A3008 RMK AO2 SLP180 T01560022 10156 20089 50005"]
["PHX","2019-01-12T11:51:00",62.1,34,34.81,90,8,0,30.04,1016.7,10,"M","BKN","M","M","M",25000,"M","M","M","M","M","M","M","M","M","M",62.1,"KPHX 121851Z 09008KT 10SM BKN250 17/01 A3004 RMK AO2 SLP167 T01670011"]
["PHX","2019-01-12T12:51:00",66,34,30.37,130,6,0,30,1015.2,10,"M","FEW","BKN","M","M",16000,25000,"M","M","M","M","M","M","M","M","M",66,"KPHX 121951Z 13006KT 10SM FEW160 BKN250 19/01 A3000 RMK AO2 SLP152 T01890011"]
["PHX","2019-01-12T13:51:00",66,35.1,31.73,110,8,0,29.97,1014.1,10,"M","FEW","SCT","BKN","M",16000,22000,25000,"M","M","M","M","M","M","M","M",66,"KPHX 122051Z 11008KT 10SM FEW160 SCT220 BKN250 19/02 A2997 RMK AO2 SLP141 T01890017 56037"]
["PHX","2019-01-12T14:51:00",68,35.1,29.61,100,7,0,29.96,1013.5,10,"M","FEW","SCT","BKN","M",15000,18000,22000,"M","M","M","M","M","M","M","M",68,"KPHX 122151Z 10007KT 10SM FEW150 SCT180 BKN220 20/02 A2996 RMK AO2 SLP135 T02000017"]
["PHX","2019-01-12T15:51:00",68,32,26.15,150,7,0,29.94,1013.2,10,"M","FEW","SCT","BKN","M",12000,18000,22000,"M","M","M","M","M","M","M","M",68,"KPHX 122251Z 15007KT 10SM FEW120 SCT180 BKN220 20/00 A2994 RMK AO2 SLP132 T02000000"]
["PHX","2019-01-12T16:51:00",66,33.1,29.29,180,7,0,29.94,1013.3,10,"M","FEW","BKN","BKN","M",12000,15000,20000,"M","M","M","M","M","M","M","M",66,"KPHX 122351Z 18007KT 10SM FEW120 BKN150 BKN200 19/01 A2994 RMK AO2 SLP133 T01890006 10206 20150 56008"]
["PHX","2019-01-12T17:51:00",64.9,35.1,32.97,60,3,0,29.94,1013.1,10,"M","FEW","BKN","BKN","M",12000,15000,20000,"M","M","M","M","M","M","M","M",64.9,"KPHX 130051Z 06003KT 10SM FEW120 BKN150 BKN200 18/02 A2994 RMK AO2 SLP131 T01830017"]
["PHX","2019-01-12T18:51:00",63,37,37.99,190,3,0,29.96,1013.8,10,"M","FEW","BKN","OVC","M",10000,12000,15000,"M","M","M","M","M","M","M","M",63,"KPHX 130151Z 19003KT 10SM FEW100 BKN120 OVC150 17/03 A2996 RMK AO2 SLP138 T01720028"]
["PHX","2019-01-12T19:51:00",63,39,41.09,180,3,0,29.96,1013.9,10,"M","FEW","BKN","BKN","OVC",9000,11000,15000,18000,"M","M","M","M","M","M","M",63,"KPHX 130251Z 18003KT 10SM FEW090 BKN110 BKN150 OVC180 17/04 A2996 RMK AO2 SLP139 T01720039 53005"]
["PHX","2019-01-12T20:51:00",57,46.9,68.9,250,15,"T",30,1015.2,10,27,"SCT","BKN","OVC","M",5000,8000,12000,"M",{"$f":"-RA","v":{"$error":"#NAME?"}},"M","M","M",27,250,"2019-01-12T20:45:00",57,"KPHX 130351Z 25015G27KT 10SM -RA SCT050 BKN080 OVC120 14/08 A3000 RMK AO2 PK WND 25027/0345 WSHFT 0337 RAB28 PRESRR SLP152 P0000 T01390083"]
["PHX","2019-01-12T21:51:00",54,50,86.29,290,14,0.02,30.01,1015.5,10,"M","BKN","OVC","M","M",5000,7000,"M","M",{"$f":"-RA","v":{"$error":"#NAME?"}},"M","M","M","M","M","M",54,"KPHX 130451Z 29014KT 10SM -RA BKN050 OVC070 12/10 A3001 RMK AO2 SLP155 P0002 T01220100"]
["PHX","2019-01-12T22:51:00",52,51.1,96.73,250,7,"T",30.03,1016.4,10,"M","BKN","OVC","M","M",5000,7000,"M","M",{"$f":"-RA","v":{"$error":"#NAME?"}},"M","M","M","M","M","M",52,"KPHX 130551Z 25007KT 10SM -RA BKN050 OVC070 11/11 A3003 RMK AO2 RAE01B40 SLP164 P0000 60002 T01110106 10189 20111 51024"]
["PHX","2019-01-12T23:51:00",52,48.9,89.13,10,5,0.01,30.01,1015.5,10,"M","BKN","OVC","M","M",5500,7500,"M","M","M","M","M","M","M","M","M",52,"KPHX 130651Z 01005KT 10SM BKN055 OVC075 11/09 A3001 RMK AO2 RAE32 SLP155 P0001 T01110094 402060083"]
["PHX","2019-01-13T00:51:00",52,48.9,89.13,290,4,0.01,30,1015.1,10,"M","BKN","OVC","M","M",5500,7500,"M","M",{"$f":"-RA","v":{"$error":"#NAME?"}},"M","M","M","M","M","M",52,"KPHX 130751Z 29004KT 10SM -RA BKN055 OVC075 11/09 A3000 RMK AO2 RAB35 SLP151 P0001 T01110094"]
["PHX","2019-01-13T01:51:00",52,50,92.86,280,8,"T",30.02,1015.7,10,"M","SCT","BKN","OVC","M",4700,5500,7500,"M","M","M","M","M","M","M","M",52,"KPHX 130851Z 28008KT 10SM SCT047 BKN055 OVC075 11/10 A3002 RMK AO2 RAE36 SLP157 P0000 60002 T01110100 55004"]
["PHX","2019-01-13T02:51:00",51.1,51.1,100,0,0,"T",30.03,1016.1,10,"M","FEW","BKN","BKN","M",4000,4800,5500,"M","M","M","M","M","M","M","M",51.1,"KPHX 130951Z 00000KT 10SM FEW040 BKN048 BKN055 11/11 A3003 RMK AO2 RAB06E16 SLP161 P0000 T01060106"]
["PHX","2019-01-13T03:51:00",50,50,100,180,3,0,30.03,1016,10,"M","SCT","BKN","M","M",3800,4800,"M","M","M","M","M","M","M","M","M",49.27,"KPHX 131051Z 18003KT 10SM SCT038 BKN048 10/10 A3003 RMK AO2 SLP160 T01000100"]
["PHX","2019-01-13T04:51:00",50,48.9,95.98,0,0,0,30.02,1016,10,"M","BKN","BKN","M","M",4100,5000,"M","M","M","M","M","M","M","M","M",50,"KPHX 131151Z 00000KT 10SM BKN041 BKN050 10/09 A3002 RMK AO2 SLP160 60002 70004 T01000094 10117 20100 50002"]
["PHX","2019-01-13T05:51:00",50,48.9,95.98,0,0,0,30.04,1016.5,10,"M","SCT","SCT","M","M",4100,14000,"M","M","M","M","M","M","M","M","M",50,"KPHX 131251Z 00000KT 10SM SCT041 SCT140 10/09 A3004 RMK AO2 SLP165 T01000094"]
["PHX","2019-01-13T06:51:00",48,48,100,0,0,0,30.05,1016.9,9,"M","FEW","FEW","SCT","M",1500,3500,19000,"M","M","M","M","M","M","M","M",48,"KPHX 131351Z 00000KT 9SM FEW015 FEW035 SCT190 09/09 A3005 RMK AO2 SLP169 T00890089"]
["PHX","2019-01-13T07:51:00",48,48,100,70,3,0,30.06,1017.2,7,"M","FEW","FEW","SCT","SCT",1500,3500,14000,19000,"M","M","M","M","M","M","M",46.98,"KPHX 131451Z 07003KT 7SM FEW015 FEW035 SCT140 SCT190 BKN230 09/09 A3006 RMK AO2 SLP172 T00890089 51011"]
["PHX","2019-01-13T08:51:00",48.9,48.9,100,0,0,0,30.07,1017.7,7,"M","SCT","BKN","BKN","BKN",1500,3800,9000,14000,"M","M","M","M","M","M","M",48.9,"KPHX 131551Z 00000KT 7SM SCT015 BKN038 BKN090 BKN140 09/09 A3007 RMK AO2 SLP177 T00940094"]
["PHX","2019-01-13T09:51:00",52,48.9,89.13,0,0,0,30.09,1018.6,10,"M","FEW","BKN","BKN","BKN",1500,4500,10000,14000,"M","M","M","M","M","M","M",52,"KPHX 131651Z 00000KT 10SM FEW015 BKN045 BKN100 BKN140 11/09 A3009 RMK AO2 SLP186 T01110094"]
["PHX","2019-01-13T10:51:00",55.9,48.9,77.28,120,4,0,30.1,1018.8,10,"M","FEW","FEW","SCT","SCT",2000,4500,14000,19000,"M","M","M","M","M","M","M",55.9,"KPHX 131751Z 12004KT 10SM FEW020 FEW045 SCT140 SCT190 13/09 A3010 RMK AO2 SLP188 T01330094 10133 20083 51015"]
["PHX","2019-01-13T11:51:00",57,48,71.81,0,0,0,30.09,1018.4,10,"M","SCT","SCT","SCT","BKN",5000,14000,19000,22000,"M","M","M","M","M","M","M",57,"KPHX 131851Z 00000KT 10SM SCT050 SCT140 SCT190 BKN220 14/09 A3009 RMK AO2 SLP184 T01390089"]
["PHX","2019-01-13T12:51:00",59,48,66.83,0,0,0,30.06,1017.3,10,"M","SCT","SCT","BKN","M",5000,19000,23000,"M","M","M","M","M","M","M","M",59,"KPHX 131951Z 00000KT 10SM SCT050 SCT190 BKN230 15/09 A3006 RMK AO2 SLP173 T01500089"]
["PHX","2019-01-13T13:51:00",60.1,48,64.26,80,3,0,30.04,1016.8,10,"M","SCT","BKN","M","M",3500,25000,"M","M","M","M","M","M","M","M","M",60.1,"KPHX 132051Z 08003KT 10SM SCT035 BKN250 16/09 A3004 RMK AO2 SLP168 T01560089 58019"]
["PHX","2019-01-13T14:51:00",62.1,46,55.51,80,4,0,30.04,1016.7,10,"M","SCT","SCT","BKN","M",3500,16000,25000,"M","M","M","M","M","M","M","M",62.1,"KPHX 132151Z 08004KT 10SM SCT035 SCT160 BKN250 17/08 A3004 RMK AO2 SLP167 T01670078"]
["PHX","2019-01-13T15:51:00",62.1,45,53.45,"M",5,0,30.05,1017.1,10,"M","FEW","FEW","OVC","M",3500,16000,25000,"M","M","M","M","M","M","M","M",62.1,"KPHX 132251Z VRB05KT 10SM FEW035 FEW160 OVC250 17/07 A3005 RMK AO2 SLP171 T01670072"]
["PHX","2019-01-13T16:51:00",61,43,51.48,220,3,0,30.06,1017.2,10,"M","FEW","FEW","SCT","OVC",4000,9000,16000,25000,"M","M","M","M","M","M","M",61,"KPHX 132351Z 22003KT 10SM FEW040 FEW090 SCT160 OVC250 16/06 A3006 RMK AO2 SLP172 T01610061 10172 20128 53004"]
["PHX","2019-01-13T17:51:00",60.1,46,59.59,0,0,0,30.06,1017.2,10,"M","FEW","FEW","SCT","OVC",4000,9000,16000,25000,"M","M","M","M","M","M","M",60.1,"KPHX 140051Z 00000KT 10SM FEW040 FEW090 SCT160 OVC250 16/08 A3006 RMK AO2 SLP172 T01560078"]
["PHX","2019-01-13T18:51:00",57.9,48,69.52,0,0,0,30.07,1017.8,10,"M","SCT","OVC","M","M",11000,19000,"M","M","M","M","M","M","M","M","M",57.9,"KPHX 140151Z 00000KT 10SM SCT110 OVC190 14/09 A3007 RMK AO2 SLP178 T01440089"]
["PHX","2019-01-13T19:51:00",55.9,48.9,77.28,240,4,0,30.08,1018,10,"M","SCT","OVC","M","M",11000,19000,"M","M","M","M","M","M","M","M","M",55.9,"KPHX 140251Z 24004KT 10SM SCT110 OVC190 13/09 A3008 RMK AO2 SLP180 T01330094 53006"]
["PHX","2019-01-13T20:51:00",54,48.9,82.82,250,3,0,30.09,1018.5,10,"M","BKN","M","M","M",25000,"M","M","M","M","M","M","M","M","M","M",54,"KPHX 140351Z 25003KT 10SM BKN250 12/09 A3009 RMK AO2 SLP185 T01220094"]
["PHX","2019-01-13T21:51:00",54,48,80.07,0,0,0,30.1,1018.7,10,"M","SCT","BKN","M","M",11000,19000,"M","M","M","M","M","M","M","M","M",54,"KPHX 140451Z 00000KT 10SM SCT110 BKN190 12/09 A3010 RMK AO2 SLP187 T01220089"]
["PHX","2019-01-13T22:51:00",52,48,86.17,0,0,0,30.11,1019,10,"M","FEW","SCT","M","M",11000,19000,"M","M","M","M","M","M","M","M","M",52,"KPHX 140551Z 00000KT 10SM FEW110 SCT190 11/09 A3011 RMK AO2 SLP190 T01110089 10161 20111 51011"]
["PHX","2019-01-13T23:51:00",51.1,48,89.09,0,0,0,30.11,1018.9,10,"M","FEW","BKN","M","M",11000,23000,"M","M","M","M","M","M","M","M","M",51.1,"KPHX 140651Z 00000KT 10SM FEW110 BKN230 11/09 A3011 RMK AO2 SLP189 T01060089 401720083"]
["PHX","2019-01-14T00:51:00",52,48.9,89.13,0,0,0,30.1,1018.6,10,"M","BKN","BKN","M","M",8000,23000,"M","M","M","M","M","M","M","M","M",52,"KPHX 140751Z 00000KT 10SM BKN080 BKN230 11/09 A3010 RMK AO2 SLP186 T01110094"]
["PHX","2019-01-14T01:51:00",52,48,86.17,90,3,0,30.09,1018.3,10,"M","BKN","BKN","M","M",8000,23000,"M","M","M","M","M","M","M","M","M",52,"KPHX 140851Z 09003KT 10SM BKN080 BKN230 11/09 A3009 RMK AO2 SLP183 T01110089 58007"]
["PHX","2019-01-14T02:51:00",52,48,86.17,0,0,0,30.1,1018.4,10,"M","FEW","SCT","BKN","M",8000,11000,25000,"M","M","M","M","M","M","M","M",52,"KPHX 140951Z 00000KT 10SM FEW080 SCT110 BKN250 11/09 A3010 RMK AO2 SLP184 T01110089"]
["PHX","2019-01-14T03:51:00",52,48.9,89.13,0,0,0,30.09,1018.3,10,"M","SCT","BKN","BKN","M",8000,11000,25000,"M","M","M","M","M","M","M","M",52,"KPHX 141051Z 00000KT 10SM SCT080 BKN110 BKN250 11/09 A3009 RMK AO2 SLP183 T01110094"]
["PHX","2019-01-14T04:51:00",51.1,48.9,92.14,0,0,0,30.09,1018.3,10,"M","SCT","BKN","BKN","M",6500,11000,25000,"M","M","M","M","M","M","M","M",51.1,"KPHX 141151Z 00000KT 10SM SCT065 BKN110 BKN250 11/09 A3009 RMK AO2 SLP183 T01060094 10117 20106 50000"]
["PHX","2019-01-14T05:51:00",51.1,46.9,85.48,0,0,0,30.08,1018.1,10,"M","FEW","SCT","M","M",6500,11000,"M","M","M","M","M","M","M","M","M",51.1,"KPHX 141251Z 00000KT 10SM FEW065 SCT110 11/08 A3008 RMK AO2 SLP181 T01060083"]
["PHX","2019-01-14T06:51:00",51.1,48,89.09,90,3,0,30.09,1018.4,10,"M","FEW","SCT","BKN","M",6500,16000,25000,"M","M","M","M","M","M","M","M",51.1,"KPHX 141351Z 09003KT 10SM FEW065 SCT160 BKN250 11/09 A3009 RMK AO2 SLP184 T01060089"]
["PHX","2019-01-14T07:51:00",53.1,44.1,71.4,70,6,0,30.11,1019.2,10,"M","BKN","BKN","BKN","M",6000,16000,25000,"M","M","M","M","M","M","M","M",53.1,"KPHX 141451Z 07006KT 10SM BKN060 BKN160 BKN250 12/07 A3011 RMK AO2 SLP192 T01170067 53009"]
["PHX","2019-01-14T08:51:00",54,46,74.26,130,3,0,30.13,1019.6,10,"M","BKN","BKN","BKN","M",5500,15000,22000,"M","M","M","M","M","M","M","M",54,"KPHX 141551Z 13003KT 10SM BKN055 BKN150 BKN220 12/08 A3013 RMK AO2 SLP196 T01220078"]
["PHX","2019-01-14T09:51:00",55.9,46,69.3,90,7,0,30.14,1020,10,"M","SCT","BKN","BKN","M",6000,8500,22000,"M","M","M","M","M","M","M","M",55.9,"KPHX 141651Z 09007KT 10SM SCT060 BKN085 BKN220 13/08 A3014 RMK AO2 SLP200 T01330078"]
["PHX","2019-01-14T10:51:00",61,46,57.72,90,9,0,30.14,1019.8,10,"M","FEW","FEW","SCT","M",7000,8500,22000,"M","M","M","M","M","M","M","M",61,"KPHX 141751Z 09009KT 10SM FEW070 FEW085 SCT220 16/08 A3014 RMK AO2 SLP198 T01610078 10161 20106 50007"]
["PHX","2019-01-14T11:51:00",63,44.1,50.03,70,8,0,30.11,1019.1,10,"M","FEW","FEW","SCT","SCT",6000,8500,16000,22000,"M","M","M","M","M","M","M",63,"KPHX 141851Z 07008KT 10SM FEW060 FEW085 SCT160 SCT220 17/07 A3011 RMK AO2 SLP191 T01720067"]
["PHX","2019-01-14T12:51:00",68,45,43.51,160,8,0,30.08,1017.7,10,"M","FEW","FEW","SCT","SCT",6000,8500,15000,22000,"M","M","M","M","M","M","M",68,"KPHX 141951Z 16008KT 10SM FEW060 FEW085 SCT150 SCT220 20/07 A3008 RMK AO2 SLP177 T02000072"]
["PHX","2019-01-14T13:51:00",68,45,43.51,160,7,0,30.04,1016.6,10,"M","FEW","FEW","BKN","BKN",6000,7500,14000,22000,"M","M","M","M","M","M","M",68,"KPHX 142051Z 16007KT 10SM FEW060 FEW075 BKN140 BKN220 20/07 A3004 RMK AO2 SLP166 T02000072 58030"]
["PHX","2019-01-14T14:51:00",68,46,45.19,140,6,0,30.04,1016.3,10,"M","FEW","SCT","BKN","BKN",5500,7000,12000,22000,"M","M","M","M","M","M","M",68,"KPHX 142151Z 14006KT 10SM FEW055 SCT070 BKN120 BKN220 20/08 A3004 RMK AO2 SLP163 T02000078"]
["PHX","2019-01-14T15:51:00",68,46,45.19,140,5,0,30.03,1016.1,10,"M","FEW","SCT","BKN","BKN",5500,7000,12000,22000,"M","M","M","M","M","M","M",68,"KPHX 142251Z 14005KT 10SM FEW055 SCT070 BKN120 BKN220 20/08 A3003 RMK AO2 SLP161 T02000078"]
["PHX","2019-01-14T16:51:00",68,46,45.19,120,6,0,30.03,1015.9,10,"M","FEW","SCT","BKN","BKN",5500,7000,14000,22000,"M","M","M","M","M","M","M",68,"KPHX 142351Z 12006KT 10SM FEW055 SCT070 BKN140 BKN220 20/08 A3003 RMK AO2 SLP159 T02000078 10211 20161 56006"]
["PHX","2019-01-14T17:51:00",66,46.9,50.1,80,4,0,30.02,1015.9,10,"M","FEW","FEW","SCT","SCT",5500,7000,12000,17000,"M","M","M","M","M","M","M",66,"KPHX 150051Z 08004KT 10SM FEW055 FEW070 SCT120 SCT170 BKN220 19/08 A3002 RMK AO2 SLP159 T01890083"]
["PHX","2019-01-14T18:51:00",64,48,55.99,80,6,0,30.02,1015.9,10,"M","FEW","FEW","SCT","SCT",5500,7000,12000,17000,"M","M","M","M","M","M","M",64,"KPHX 150151Z 08006KT 10SM FEW055 FEW070 SCT120 SCT170 BKN220 18/09 A3002 RMK AO2 SLP159 T01780089"]
["PHX","2019-01-14T19:51:00",62.1,48,59.86,80,7,0,30.02,1015.7,10,"M","FEW","SCT","SCT","BKN",6000,11000,15000,20000,"M","M","M","M","M","M","M",62.1,"KPHX 150251Z 08007KT 10SM FEW060 SCT110 SCT150 BKN200 17/09 A3002 RMK AO2 SLP157 T01670089 58003"]
["PHX","2019-01-14T20:51:00",60.1,48,64.26,0,0,0,30.02,1015.9,10,"M","FEW","SCT","SCT","BKN",6000,10000,16000,20000,"M","M","M","M","M","M","M",60.1,"KPHX 150351Z 00000KT 10SM FEW060 SCT100 SCT160 BKN200 16/09 A3002 RMK AO2 SLP159 T01560089"]
["PHX","2019-01-14T21:51:00",60.1,46.9,61.65,120,3,0,30.03,1016.2,10,"M","FEW","SCT","SCT","BKN",6000,9000,14000,17000,"M","M","M","M","M","M","M",60.1,"KPHX 150451Z 12003KT 10SM FEW060 SCT090 SCT140 BKN170 16/08 A3003 RMK AO2 SLP162 T01560083"]
["PHX","2019-01-14T22:51:00",60.1,50,69.24,0,0,0.01,30.05,1016.7,10,"M","SCT","BKN","OVC","M",5500,8000,12000,"M","M","M","M","M","M","M","M",60.1,"KPHX 150551Z 00000KT 10SM SCT055 BKN080 OVC120 16/10 A3005 RMK AO2 RAB14E49 SLP167 P0001 60001 T01560100 10200 20150 53012"]
["PHX","2019-01-14T23:51:00",59,53.1,80.75,20,5,0.02,30.05,1016.7,10,"M","FEW","SCT","BKN","BKN",6000,7000,10000,18000,"M","M","M","M","M","M","M",59,"KPHX 150651Z 02005KT 10SM FEW060 SCT070 BKN100 BKN180 15/12 A3005 RMK AO2 RAB07E42 SLP167 P0002 T01500117 402110106"]
["PHX","2019-01-15T00:51:00",57.9,53.1,84,240,3,0,30.05,1016.6,10,"M","FEW","BKN","OVC","M",7000,9000,13000,"M","M","M","M","M","M","M","M",57.9,"KPHX 150751Z 24003KT 10SM FEW070 BKN090 OVC130 14/12 A3005 RMK AO2 SLP166 T01440117"]
["PHX","2019-01-15T01:51:00",57,55,93.01,120,3,0,30.04,1016.4,10,"M","SCT","BKN","OVC","M",8000,10000,12000,"M","M","M","M","M","M","M","M",57,"KPHX 150851Z 12003KT 10SM SCT080 BKN100 OVC120 14/13 A3004 RMK AO2 SLP164 60002 T01390128 58003"]
["PHX","2019-01-15T02:51:00",57,53.1,86.77,0,0,0,30.05,1016.6,10,"M","FEW","BKN","OVC","M",7500,9000,12000,"M","M","M","M","M","M","M","M",57,"KPHX 150951Z 00000KT 10SM FEW075 BKN090 OVC120 14/12 A3005 RMK AO2 SLP166 T01390117"]
["PHX","2019-01-15T03:51:00",57,51.1,80.6,0,0,0,30.04,1016.4,10,"M","FEW","SCT","BKN","OVC",7000,8500,10000,15000,"M","M","M","M","M","M","M",57,"KPHX 151051Z 00000KT 10SM FEW070 SCT085 BKN100 OVC150 14/11 A3004 RMK AO2 SLP164 T01390106"]
["PHX","2019-01-15T04:51:00",57,51.1,80.6,90,4,0,30.03,1016.1,10,"M","FEW","BKN","OVC","M",8000,9500,12000,"M","M","M","M","M","M","M","M",57,"KPHX 151151Z 09004KT 10SM FEW080 BKN095 OVC120 14/11 A3003 RMK AO2 SLP161 60002 70003 T01390106 10156 20128 58003"]
["PHX","2019-01-15T05:51:00",57,52,83.33,90,6,0,30.03,1015.9,10,"M","SCT","BKN","OVC","M",8000,9500,12000,"M","M","M","M","M","M","M","M",57,"KPHX 151251Z 09006KT 10SM SCT080 BKN095 OVC120 14/11 A3003 RMK AO2 SLP159 T01390111"]
["PHX","2019-01-15T06:51:00",55.9,48.9,77.28,140,6,0,30.05,1016.8,10,"M","FEW","SCT","BKN","BKN",9500,13000,19000,24000,"M","M","M","M","M","M","M",55.9,"KPHX 151351Z 14006KT 10SM FEW095 SCT130 BKN190 BKN240 13/09 A3005 RMK AO2 SLP168 T01330094"]
["PHX","2019-01-15T07:51:00",55.9,48,74.72,120,8,0,30.05,1016.8,10,"M","FEW","BKN","BKN","BKN",10000,12000,16000,24000,"M","M","M","M","M","M","M",55.9,"KPHX 151451Z 12008KT 10SM FEW100 BKN120 BKN160 BKN240 13/09 A3005 RMK AO2 SLP168 T01330089 53006"]
["PHX","2019-01-15T08:51:00",57,46.9,68.9,110,7,0,30.07,1017.3,10,"M","BKN","BKN","BKN","M",6500,11000,16000,"M","M","M","M","M","M","M","M",57,"KPHX 151551Z 11007KT 10SM BKN065 BKN110 BKN160 14/08 A3007 RMK AO2 SLP173 T01390083"]
["PHX","2019-01-15T09:51:00",57.9,46,64.47,120,6,0,30.08,1017.9,10,"M","BKN","BKN","BKN","M",6500,11000,16000,"M","M","M","M","M","M","M","M",57.9,"KPHX 151651Z 12006KT 10SM BKN065 BKN110 BKN160 14/08 A3008 RMK AO2 SLP179 T01440078"]
["PHX","2019-01-15T10:51:00",62.1,44.1,51.64,140,9,0,30.09,1017.9,10,"M","SCT","BKN","BKN","M",6500,10000,25000,"M","M","M","M","M","M","M","M",62.1,"KPHX 151751Z 14009KT 10SM SCT065 BKN100 BKN250 17/07 A3009 RMK AO2 SLP179 T01670067 10167 20133 51011"]
["PHX","2019-01-15T11:51:00",63,44.1,50.03,140,11,0,30.06,1017.2,10,"M","FEW","BKN","OVC","M",6500,9000,15000,"M","M","M","M","M","M","M","M",63,"KPHX 151851Z 14011KT 10SM FEW065 BKN090 OVC150 17/07 A3006 RMK AO2 SLP172 T01720067"]
["PHX","2019-01-15T12:51:00",64.9,42.1,43.36,140,11,0,30.02,1015.8,10,"M","FEW","SCT","OVC","M",6500,10000,14000,"M","M","M","M","M","M","M","M",64.9,"KPHX 151951Z 14011KT 10SM FEW065 SCT100 OVC140 18/06 A3002 RMK AO2 SLP158 T01830056"]
["PHX","2019-01-15T13:51:00",64,42.1,44.74,180,10,0,30.01,1015.4,10,18,"FEW","BKN","OVC","M",6500,10000,14000,"M","M","M","M","M","M","M","M",64,"KPHX 152051Z 18010G18KT 10SM FEW065 BKN100 OVC140 18/06 A3001 RMK AO2 SLP154 T01780056 56024"]
["PHX","2019-01-15T14:51:00",64,43,46.32,150,4,0,30,1015.1,10,"M","FEW","BKN","OVC","M",6500,8500,14000,"M","M","M","M","M","M","M","M",64,"KPHX 152151Z 15004KT 10SM FEW065 BKN085 OVC140 18/06 A3000 RMK AO2 SLP151 T01780061"]
["PHX","2019-01-15T15:51:00",64,44.1,48.31,180,4,0,30.01,1015.4,10,"M","BKN","BKN","OVC","M",7000,8500,14000,"M","M","M","M","M","M","M","M",64,"KPHX 152251Z 18004KT 10SM BKN070 BKN085 OVC140 18/07 A3001 RMK AO2 SLP154 T01780067"]
["PHX","2019-01-15T16:51:00",60.1,51.1,72.13,260,6,0.02,30.02,1015.7,10,"M","BKN","OVC","M","M",6000,7500,"M","M","M","M","M","M","M","M","M",60.1,"KPHX 152351Z 26006KT 10SM BKN060 OVC075 16/11 A3002 RMK AO2 RAB32E50 SLP157 P0002 60002 T01560106 10183 20156 53001"]
["PHX","2019-01-15T17:51:00",55.9,53.1,90.29,330,9,0.06,30.05,1016.9,6,"M","BKN","OVC","M","M",5000,7000,"M","M",{"$f":"+RA BR","v":{"$error":"#NAME?"}},"M","M","M","M","M","M",55.9,"KPHX 160051Z 33009KT 6SM +RA BR BKN050 OVC070 13/12 A3005 RMK AO2 RAB05 SLP169 P0006 T01330117"]
["PHX","2019-01-15T18:51:00",55.9,55,96.78,210,4,0.04,30.07,1017.6,10,"M","BKN","BKN","OVC","M",5000,6500,12000,"M","M","M","M","M","M","M","M",55.9,"KPHX 160151Z 21004KT 10SM BKN050 BKN065 OVC120 13/13 A3007 RMK AO2 RAE25 SLP176 P0004 T01330128"]
["PHX","2019-01-15T19:51:00",55.9,53.1,90.29,300,8,0,30.1,1018.6,10,"M","BKN","BKN","BKN","BKN",5000,6500,8500,14000,"M","M","M","M","M","M","M",55.9,"KPHX 160251Z 30008KT 10SM BKN050 BKN065 BKN085 BKN140 13/12 A3010 RMK AO2 SLP186 60010 T01330117 51026"]
["PHX","2019-01-15T20:51:00",55.9,53.1,90.29,20,3,"T",30.11,1018.8,10,"M","SCT","BKN","BKN","M",6500,8500,14000,"M","M","M","M","M","M","M","M",55.9,"KPHX 160351Z 02003KT 10SM SCT065 BKN085 BKN140 13/12 A3011 RMK AO2 RAB0257E13 SLP188 VC SHRA E-S AND W P0000 T01330117"]
["PHX","2019-01-15T21:51:00",55,55,100,0,0,0,30.12,1019.2,10,"M","SCT","BKN","M","M",6000,8000,"M","M","M","M","M","M","M","M","M",55,"KPHX 160451Z 00000KT 10SM SCT060 BKN080 13/13 A3012 RMK AO2 SLP192 VC SHRA E-S AND W T01280128"]
["PHX","2019-01-15T22:51:00",54,54,100,0,0,0,30.14,1019.9,10,"M","FEW","BKN","M","M",8000,11000,"M","M","M","M","M","M","M","M","M",54,"KPHX 160551Z 00000KT 10SM FEW080 BKN110 12/12 A3014 RMK AO2 SLP199 60010 T01220122 10156 20122 53014"]
["PHX","2019-01-15T23:51:00",53.1,53.1,100,0,0,0,30.15,1020.2,10,"M","FEW","SCT","SCT","M",7500,10000,12000,"M","M","M","M","M","M","M","M",53.1,"KPHX 160651Z 00000KT 10SM FEW075 SCT100 SCT120 12/12 A3015 RMK AO2 SLP202 T01170117 401830117"]
["PHX","2019-01-16T00:51:00",52,52,100,0,0,0,30.15,1020.3,10,"M","SCT","SCT","M","M",9500,11000,"M","M","M","M","M","M","M","M","M",52,"KPHX 160751Z 00000KT 10SM SCT095 SCT110 11/11 A3015 RMK AO2 SLP203 T01110111"]
["PHX","2019-01-16T01:51:00",52,52,100,0,0,0,30.16,1020.6,10,"M","SCT","SCT","SCT","M",1900,9500,11000,"M","M","M","M","M","M","M","M",52,"KPHX 160851Z 00000KT 10SM SCT019 SCT095 SCT110 11/11 A3016 RMK AO2 SLP206 T01110111 53007"]
["PHX","2019-01-16T02:51:00",52,52,100,0,0,0,30.16,1020.7,6,"M","FEW","SCT","SCT","M",1800,2000,9000,"M","BR","M","M","M","M","M","M",52,"KPHX 160951Z 00000KT 6SM BR FEW018 SCT020 SCT090 11/11 A3016 RMK AO2 SLP207 T01110111"]
["PHX","2019-01-16T03:51:00",51.1,51.1,100,0,0,0,30.16,1020.8,6,"M","FEW","SCT","SCT","M",1800,2200,9000,"M","BR","M","M","M","M","M","M",51.1,"KPHX 161051Z 00000KT 6SM BR FEW018 SCT022 SCT090 11/11 A3016 RMK AO2 SLP208 T01060106"]
["PHX","2019-01-16T04:51:00",51.1,51.1,100,110,5,0,30.15,1020.5,10,"M","SCT","BKN","BKN","M",2200,3500,9500,"M","M","M","M","M","M","M","M",51.1,"KPHX 161151Z 11005KT 10SM SCT022 BKN035 BKN095 11/11 A3015 RMK AO2 SLP205 70012 T01060106 10122 20106 58002"]
["PHX","2019-01-16T05:51:00",51.1,51.1,100,80,5,0,30.15,1020.6,10,"M","SCT","BKN","BKN","M",2500,3500,10000,"M","M","M","M","M","M","M","M",51.1,"KPHX 161251Z 08005KT 10SM SCT025 BKN035 BKN100 11/11 A3015 RMK AO2 SLP206 T01060106"]
["PHX","2019-01-16T06:51:00",51.1,51.1,100,110,3,0,30.19,1021.6,10,"M","FEW","BKN","M","M",2500,3300,"M","M","M","M","M","M","M","M","M",51.1,"KPHX 161351Z 11003KT 10SM FEW025 BKN033 11/11 A3019 RMK AO2 SLP216 T01060106"]
["PHX","2019-01-16T07:51:00",52,52,100,120,3,0,30.2,1022,10,"M","FEW","FEW","SCT","BKN",3000,4200,6000,25000,"M","M","M","M","M","M","M",52,"KPHX 161451Z 12003KT 10SM FEW030 FEW042 SCT060 BKN250 11/11 A3020 RMK AO2 SLP220 T01110111 53015"]
["PHX","2019-01-16T08:51:00",54,53.1,96.76,110,3,0,30.21,1022.4,10,"M","FEW","FEW","BKN","M",4200,6000,25000,"M","M","M","M","M","M","M","M",54,"KPHX 161551Z 11003KT 10SM FEW042 FEW060 BKN250 12/12 A3021 RMK AO2 SLP224 T01220117"]
["PHX","2019-01-16T09:51:00",57,54,89.68,80,5,0,30.23,1023,10,"M","FEW","FEW","SCT","M",3500,6000,25000,"M","M","M","M","M","M","M","M",57,"KPHX 161651Z 08005KT 10SM FEW035 FEW060 SCT250 14/12 A3023 RMK AO2 SLP230 T01390122"]
["PHX","2019-01-16T10:51:00",61,54,77.72,90,4,0,30.24,1023.3,10,"M","FEW","SCT","M","M",3500,25000,"M","M","M","M","M","M","M","M","M",61,"KPHX 161751Z 09004KT 10SM FEW035 SCT250 16/12 A3024 RMK AO2 SLP233 T01610122 10161 20100 53014"]
["PHX","2019-01-16T11:51:00",64,54,69.92,110,3,0,30.23,1022.9,10,"M","FEW","SCT","M","M",3500,25000,"M","M","M","M","M","M","M","M","M",64,"KPHX 161851Z 11003KT 10SM FEW035 SCT250 18/12 A3023 RMK AO2 SLP229 T01780122"]
["PHX","2019-01-16T12:51:00",64.9,52,62.96,0,0,0,30.19,1021.7,10,"M","SCT","BKN","M","M",3100,25000,"M","M","M","M","M","M","M","M","M",64.9,"KPHX 161951Z 00000KT 10SM SCT031 BKN250 18/11 A3019 RMK AO2 SLP217 T01830111"]
["PHX","2019-01-16T13:51:00",64.9,50,58.47,0,0,0,30.16,1020.6,10,"M","SCT","SCT","M","M",3400,25000,"M","M","M","M","M","M","M","M","M",64.9,"KPHX 162051Z 00000KT 10SM SCT034 SCT250 18/10 A3016 RMK AO2 SLP206 T01830100 58025"]
["PHX","2019-01-16T14:51:00",66.9,48,50.62,0,0,0,30.16,1020.5,10,"M","SCT","SCT","M","M",4200,25000,"M","M","M","M","M","M","M","M","M",66.9,"KPHX 162151Z 00000KT 10SM SCT042 SCT250 19/09 A3016 RMK AO2 SLP205 T01940089"]
["PHX","2019-01-16T15:51:00",66.9,48.9,52.35,50,5,0,30.16,1020.6,10,"M","SCT","SCT","M","M",4500,25000,"M","M","M","M","M","M","M","M","M",66.9,"KPHX 162251Z 05005KT 10SM SCT045 SCT250 19/09 A3016 RMK AO2 SLP206 T01940094"]
["PHX","2019-01-16T16:51:00",66.9,48,50.62,360,5,0,30.16,1020.5,10,"M","SCT","BKN","M","M",4800,25000,"M","M","M","M","M","M","M","M","M",66.9,"KPHX 162351Z 36005KT 10SM SCT048 BKN250 19/09 A3016 RMK AO2 SLP205 T01940089 10206 20144 56000"]
["PHX","2019-01-16T17:51:00",64.9,50,58.47,180,3,0,30.16,1020.5,10,"M","FEW","SCT","SCT","M",4800,21000,25000,"M","M","M","M","M","M","M","M",64.9,"KPHX 170051Z 18003KT 10SM FEW048 SCT210 SCT250 18/10 A3016 RMK AO2 SLP205 T01830100"]
["PHX","2019-01-16T18:51:00",64,50,60.34,250,4,0,30.16,1020.8,10,"M","FEW","FEW","FEW","M",5000,21000,25000,"M","M","M","M","M","M","M","M",64,"KPHX 170151Z 25004KT 10SM FEW050 FEW210 FEW250 18/10 A3016 RMK AO2 SLP208 T01780100"]
["PHX","2019-01-16T19:51:00",61,51.1,69.86,250,4,0,30.17,1021,10,"M","CLR","M","M","M","M","M","M","M","M","M","M","M","M","M","M",61,"KPHX 170251Z 25004KT 10SM CLR 16/11 A3017 RMK AO2 SLP210 T01610106 53004"]
["PHX","2019-01-16T20:51:00",62.1,50,64.5,330,5,0,30.17,1021,10,"M","CLR","M","M","M","M","M","M","M","M","M","M","M","M","M","M",62.1,"KPHX 170351Z 33005KT 10SM CLR 17/10 A3017 RMK AO2 SLP210 T01670100"]
["PHX","2019-01-16T21:51:00",60.1,48.9,66.46,330,5,0,30.19,1021.5,10,"M","CLR","M","M","M","M","M","M","M","M","M","M","M","M","M","M",60.1,"KPHX 170451Z 33005KT 10SM CLR 16/09 A3019 RMK AO2 SLP215 T01560094"]
["PHX","2019-01-16T22:51:00",55.9,51.1,83.88,0,0,0,30.19,1021.6,10,"M","CLR","M","M","M","M","M","M","M","M","M","M","M","M","M","M",55.9,"KPHX 170551Z 00000KT 10SM CLR 13/11 A3019 RMK AO2 SLP216 T01330106 10194 20133 53007"]
["PHX","2019-01-16T23:51:00",54,51.1,89.88,0,0,0,30.18,1021.3,10,"M","CLR","M","M","M","M","M","M","M","M","M","M","M","M","M","M",54,"KPHX 170651Z 00000KT 10SM CLR 12/11 A3018 RMK AO2 SLP213 T01220106 402060100"]
["PHX","2019-01-17T00:51:00",52,50,92.86,0,0,0,30.18,1021.3,10,"M","FEW","M","M","M",25000,"M","M","M","M","M","M","M","M","M","M",52,"KPHX 170751Z 00000KT 10SM FEW250 11/10 A3018 RMK AO2 SLP213 T01110100"]
["PHX","2019-01-17T01:51:00",51.1,48.9,92.14,0,0,0,30.18,1021.3,10,"M","FEW","M","M","M",25000,"M","M","M","M","M","M","M","M","M","M",51.1,"KPHX 170851Z 00000KT 10SM FEW250 11/09 A3018 RMK AO2 SLP213 T01060094 56004"]
["PHX","2019-01-17T02:51:00",51.1,48.9,92.14,100,5,0,30.16,1020.5,10,"M","SCT","M","M","M",25000,"M","M","M","M","M","M","M","M","M","M",51.1,"KPHX 170951Z 10005KT 10SM SCT250 11/09 A3016 RMK AO2 SLP205 T01060094"]
["PHX","2019-01-17T03:51:00",50,48,92.8,130,3,0,30.15,1020.1,10,"M","SCT","M","M","M",25000,"M","M","M","M","M","M","M","M","M","M",49.27,"KPHX 171051Z 13003KT 10SM SCT250 10/09 A3015 RMK AO2 SLP201 T01000089"]
["PHX","2019-01-17T04:51:00",51.1,46.9,85.48,150,3,0,30.13,1019.6,10,"M","SCT","M","M","M",25000,"M","M","M","M","M","M","M","M","M","M",51.1,"KPHX 171151Z 15003KT 10SM SCT250 11/08 A3013 RMK AO2 SLP196 T01060083 10133 20094 56016"]
["PHX","2019-01-17T05:51:00",51.1,46.9,85.48,120,7,0,30.12,1019.2,10,"M","FEW","M","M","M",25000,"M","M","M","M","M","M","M","M","M","M",51.1,"KPHX 171251Z 12007KT 10SM FEW250 11/08 A3012 RMK AO2 SLP192 T01060083"]
["PHX","2019-01-17T06:51:00",48.9,46.9,92.77,100,6,0,30.14,1020.1,10,"M","FEW","M","M","M",25000,"M","M","M","M","M","M","M","M","M","M",45.88,"KPHX 171351Z 10006KT 10SM FEW250 09/08 A3014 RMK AO2 SLP201 T00940083"]
["PHX","2019-01-17T07:51:00",48,46.9,95.95,90,5,0,30.17,1021.1,10,"M","FEW","M","M","M",25000,"M","M","M","M","M","M","M","M","M","M",45.4,"KPHX 171451Z 09005KT 10SM FEW250 09/08 A3017 RMK AO2 SLP211 T00890083 53012"]
["PHX","2019-01-17T08:51:00",53.1,48,82.76,90,5,0,30.18,1021.4,10,"M","FEW","FEW","SCT","M",12000,22000,25000,"M","M","M","M","M","M","M","M",53.1,"KPHX 171551Z 09005KT 10SM FEW120 FEW220 SCT250 12/09 A3018 RMK AO2 SLP214 T01170089"]
["PHX","2019-01-17T09:51:00",57,46.9,68.9,110,8,0,30.19,1021.6,10,"M","FEW","SCT","M","M",22000,25000,"M","M","M","M","M","M","M","M","M",57,"KPHX 171651Z 11008KT 10SM FEW220 SCT250 14/08 A3019 RMK AO2 SLP216 T01390083"]
["PHX","2019-01-17T10:51:00",59,46.9,64.12,90,6,0,30.19,1021.8,10,"M","SCT","M","M","M",25000,"M","M","M","M","M","M","M","M","M","M",59,"KPHX 171751Z 09006KT 10SM SCT250 15/08 A3019 RMK AO2 SLP218 T01500083 10156 20089 51008"]
["PHX","2019-01-17T11:51:00",63,46.9,55.64,"M",3,0,30.18,1021.3,10,"M","FEW","BKN","M","M",18000,25000,"M","M","M","M","M","M","M","M","M",63,"KPHX 171851Z VRB03KT 10SM FEW180 BKN250 17/08 A3018 RMK AO2 SLP213 T01720083"]
["PHX","2019-01-17T12:51:00",64.9,46,50.32,0,0,0,30.14,1020,10,"M","FEW","FEW","BKN","M",18000,22000,25000,"M","M","M","M","M","M","M","M",64.9,"KPHX 171951Z 00000KT 10SM FEW180 FEW220 BKN250 18/08 A3014 RMK AO2 SLP200 T01830078"]
["PHX","2019-01-17T13:51:00",66.9,46,46.94,"M",3,0,30.11,1018.9,10,"M","SCT","SCT","BKN","M",20000,22000,25000,"M","M","M","M","M","M","M","M",66.9,"KPHX 172051Z VRB03KT 10SM SCT200 SCT220 BKN250 19/08 A3011 RMK AO2 SLP189 T01940078 58027"]
["PHX","2019-01-17T14:51:00",68,46,45.19,0,0,0,30.1,1018.6,10,"M","SCT","SCT","BKN","M",20000,22000,25000,"M","M","M","M","M","M","M","M",68,"KPHX 172151Z 00000KT 10SM SCT200 SCT220 BKN250 20/08 A3010 RMK AO2 SLP186 T02000078"]
["PHX","2019-01-17T15:51:00",69.1,46.9,45.02,"M",4,0,30.11,1018.9,10,"M","SCT","SCT","BKN","M",20000,22000,25000,"M","M","M","M","M","M","M","M",69.1,"KPHX 172251Z VRB04KT 10SM SCT200 SCT220 BKN250 21/08 A3011 RMK AO2 SLP189 T02060083"]
["PHX","2019-01-17T16:51:00",66.9,46.9,48.56,230,5,0,30.11,1018.7,10,"M","SCT","SCT","BKN","M",20000,22000,25000,"M","M","M","M","M","M","M","M",66.9,"KPHX 172351Z 23005KT 10SM SCT200 SCT220 BKN250 19/08 A3011 RMK AO2 SLP187 T01940083 10206 20150 56002"]
["PHX","2019-01-17T17:51:00",64,48,55.99,210,3,0,30.09,1018.2,10,"M","BKN","BKN","BKN","M",19000,23000,27000,"M","M","M","M","M","M","M","M",64,"KPHX 180051Z 21003KT 10SM BKN190 BKN230 BKN270 18/09 A3009 RMK AO2 SLP182 T01780089"]
["PHX","2019-01-17T18:51:00",64,48.9,57.91,0,0,0,30.09,1018.4,10,"M","BKN","OVC","M","M",20000,22000,"M","M","M","M","M","M","M","M","M",64,"KPHX 180151Z 00000KT 10SM BKN200 OVC220 18/09 A3009 RMK AO2 SLP184 T01780094"]
["PHX","2019-01-17T19:51:00",64.9,50,58.47,0,0,0,30.11,1019.1,10,"M","SCT","BKN","OVC","M",9000,18000,24000,"M","M","M","M","M","M","M","M",64.9,"KPHX 180251Z 00000KT 10SM SCT090 BKN180 OVC240 18/10 A3011 RMK AO2 SLP191 T01830100 53002"]
["PHX","2019-01-17T20:51:00",61,51.1,69.86,220,3,0,30.12,1019.4,10,"M","SCT","BKN","OVC","M",9500,19000,24000,"M","M","M","M","M","M","M","M",61,"KPHX 180351Z 22003KT 10SM SCT095 BKN190 OVC240 16/11 A3012 RMK AO2 SLP194 T01610106"]
["PHX","2019-01-17T21:51:00",62.1,50,64.5,0,0,0,30.12,1019,10,"M","BKN","BKN","BKN","M",6500,15000,19000,"M","M","M","M","M","M","M","M",62.1,"KPHX 180451Z 00000KT 10SM BKN065 BKN150 BKN190 17/10 A3012 RMK AO2 SLP190 T01670100"]
["PHX","2019-01-17T22:51:00",61,50,67.06,0,0,0,30.12,1019.1,10,"M","BKN","OVC","M","M",6500,8000,"M","M","M","M","M","M","M","M","M",61,"KPHX 180551Z 00000KT 10SM BKN065 OVC080 16/10 A3012 RMK AO2 SLP191 T01610100 10194 20156 51002"]
["PHX","2019-01-17T23:51:00",60.1,52,74.57,0,0,0,30.12,1019,10,"M","BKN","BKN","M","M",6500,8000,"M","M","M","M","M","M","M","M","M",60.1,"KPHX 180651Z 00000KT 10SM BKN065 BKN080 16/11 A3012 RMK AO2 SLP190 T01560111 402060089"]
["PHX","2019-01-18T00:51:00",57.9,51.1,78.03,90,6,0,30.09,1018.1,10,"M","FEW","SCT","BKN","M",5500,7500,14000,"M","M","M","M","M","M","M","M",57.9,"KPHX 180751Z 09006KT 10SM FEW055 SCT075 BKN140 14/11 A3009 RMK AO2 SLP181 T01440106"]
["PHX","2019-01-18T01:51:00",57.9,50,74.91,140,6,0,30.08,1017.8,10,"M","BKN","BKN","BKN","M",6000,8000,14000,"M","M","M","M","M","M","M","M",57.9,"KPHX 180851Z 14006KT 10SM BKN060 BKN080 BKN140 14/10 A3008 RMK AO2 SLP178 T01440100 58012"]
["PHX","2019-01-18T02:51:00",57,50,77.38,70,7,0,30.08,1017.7,10,"M","BKN","BKN","M","M",5500,7000,"M","M","M","M","M","M","M","M","M",57,"KPHX 180951Z 07007KT 10SM BKN055 BKN070 14/10 A3008 RMK AO2 SLP177 T01390100"]
["PHX","2019-01-18T03:51:00",57,48.9,74.27,0,0,0,30.06,1017.1,10,"M","FEW","SCT","SCT","M",5000,7000,14000,"M","M","M","M","M","M","M","M",57,"KPHX 181051Z 00000KT 10SM FEW050 SCT070 SCT140 14/09 A3006 RMK AO2 SLP171 T01390094"]
["PHX","2019-01-18T04:51:00",54,51.1,89.88,230,3,0,30.06,1017.2,10,"M","FEW","SCT","M","M",7000,14000,"M","M","M","M","M","M","M","M","M",54,"KPHX 181151Z 23003KT 10SM FEW070 SCT140 12/11 A3006 RMK AO2 SLP172 T01220106 10167 20122 55005"]
["PHX","2019-01-18T05:51:00",54,50,86.29,80,7,0,30.06,1017.1,10,"M","FEW","SCT","BKN","BKN",3700,7500,11000,20000,"M","M","M","M","M","M","M",54,"KPHX 181251Z 08007KT 10SM FEW037 SCT075 BKN110 BKN200 12/10 A3006 RMK AO2 SLP171 T01220100"]
["PHX","2019-01-18T06:51:00",53.1,50,89.18,110,3,0,30.08,1017.7,10,"M","FEW","FEW","SCT","BKN",3600,7500,11000,22000,"M","M","M","M","M","M","M",53.1,"KPHX 181351Z 11003KT 10SM FEW036 FEW075 SCT110 BKN220 12/10 A3008 RMK AO2 SLP177 T01170100"]
["PHX","2019-01-18T07:51:00",53.1,50,89.18,70,3,0,30.09,1018.3,10,"M","FEW","SCT","SCT","BKN",3600,7500,11000,22000,"M","M","M","M","M","M","M",53.1,"KPHX 181451Z 07003KT 10SM FEW036 SCT075 SCT110 BKN220 12/10 A3009 RMK AO2 SLP183 T01170100 53009"]
["PHX","2019-01-18T08:51:00",55,50,83.2,190,4,0,30.1,1018.7,10,"M","FEW","SCT","BKN","M",4000,8000,25000,"M","M","M","M","M","M","M","M",55,"KPHX 181551Z 19004KT 10SM FEW040 SCT080 BKN250 13/10 A3010 RMK AO2 SLP187 T01280100"]
["PHX","2019-01-18T09:51:00",60.1,48.9,66.46,0,0,0,30.13,1019.4,10,"M","FEW","BKN","M","M",7000,25000,"M","M","M","M","M","M","M","M","M",60.1,"KPHX 181651Z 00000KT 10SM FEW070 BKN250 16/09 A3013 RMK AO2 SLP194 T01560094"]
["PHX","2019-01-18T10:51:00",62.1,50,64.5,290,10,0,30.15,1020,10,"M","FEW","FEW","OVC","M",4500,7500,25000,"M","M","M","M","M","M","M","M",62.1,"KPHX 181751Z 29010KT 10SM FEW045 FEW075 OVC250 17/10 A3015 RMK AO2 SLP200 T01670100 10167 20106 53017"]
["PHX","2019-01-18T11:51:00",64,51.1,62.85,260,7,0,30.14,1019.6,10,"M","FEW","OVC","M","M",4500,25000,"M","M","M","M","M","M","M","M","M",64,"KPHX 181851Z 26007KT 10SM FEW045 OVC250 18/11 A3014 RMK AO2 SLP196 T01780106"]
["PHX","2019-01-18T12:51:00",64.9,50,58.47,290,5,0,30.1,1018.4,10,"M","SCT","OVC","M","M",4500,25000,"M","M","M","M","M","M","M","M","M",64.9,"KPHX 181951Z 29005KT 10SM SCT045 OVC250 18/10 A3010 RMK AO2 SLP184 T01830100"]
["PHX","2019-01-18T13:51:00",66,48.9,54.01,270,6,0,30.08,1017.9,10,"M","SCT","BKN","M","M",4500,25000,"M","M","M","M","M","M","M","M","M",66,"KPHX 182051Z 27006KT 10SM SCT045 BKN250 19/09 A3008 RMK AO2 SLP179 T01890094 58020"]
["PHX","2019-01-18T14:51:00",69.1,50,50.56,270,8,0,30.07,1017.5,10,"M","FEW","SCT","M","M",4100,25000,"M","M","M","M","M","M","M","M","M",69.1,"KPHX 182151Z 27008KT 10SM FEW041 SCT250 21/10 A3007 RMK AO2 SLP175 T02060100"]
["PHX","2019-01-18T15:51:00",69.1,48.9,48.53,260,12,0,30.08,1017.6,10,"M","FEW","SCT","M","M",4100,25000,"M","M","M","M","M","M","M","M","M",69.1,"KPHX 182251Z 26012KT 10SM FEW041 SCT250 21/09 A3008 RMK AO2 SLP176 T02060094"]
["PHX","2019-01-18T16:51:00",69.1,48.9,48.53,300,10,0,30.09,1018.1,10,"M","FEW","SCT","M","M",4100,25000,"M","M","M","M","M","M","M","M","M",69.1,"KPHX 182351Z 30010KT 10SM FEW041 SCT250 21/09 A3009 RMK AO2 SLP181 T02060094 10211 20167 53002"]
["PHX","2019-01-18T17:51:00",66.9,48.9,52.35,260,9,0,30.1,1018.2,10,"M","FEW","SCT","M","M",5000,25000,"M","M","M","M","M","M","M","M","M",66.9,"KPHX 190051Z 26009KT 10SM FEW050 SCT250 19/09 A3010 RMK AO2 SLP182 T01940094"]
["PHX","2019-01-18T18:51:00",64,48.9,57.91,0,0,0,30.12,1019.1,10,"M","FEW","FEW","M","M",5000,25000,"M","M","M","M","M","M","M","M","M",64,"KPHX 190151Z 00000KT 10SM FEW050 FEW250 18/09 A3012 RMK AO2 SLP191 T01780094"]
["PHX","2019-01-18T19:51:00",63,48.9,59.98,210,4,0,30.15,1020.1,10,"M","FEW","M","M","M",5000,"M","M","M","M","M","M","M","M","M","M",63,"KPHX 190251Z 21004KT 10SM FEW050 17/09 A3015 RMK AO2 SLP201 T01720094 53018"]
["PHX","2019-01-18T20:51:00",63,46.9,55.64,360,6,0,30.16,1020.5,10,"M","CLR","M","M","M","M","M","M","M","M","M","M","M","M","M","M",63,"KPHX 190351Z 36006KT 10SM CLR 17/08 A3016 RMK AO2 SLP205 T01720083"]
["PHX","2019-01-18T21:51:00",62.1,32,32.13,20,5,0,30.17,1020.9,10,"M","CLR","M","M","M","M","M","M","M","M","M","M","M","M","M","M",62.1,"KPHX 190451Z 02005KT 10SM CLR 17/00 A3017 RMK AO2 SLP209 T01670000"]
["PHX","2019-01-18T22:51:00",60.1,30,31.8,340,6,0,30.2,1021.9,10,"M","CLR","M","M","M","M","M","M","M","M","M","M","M","M","M","M",60.1,"KPHX 190551Z 34006KT 10SM CLR 16/M01 A3020 RMK AO2 SLP219 T01561011 10206 20156 53019"]
["PHX","2019-01-18T23:51:00",55,37.9,52.4,0,0,0,30.22,1022.7,10,"M","CLR","M","M","M","M","M","M","M","M","M","M","M","M","M","M",55,"KPHX 190651Z 00000KT 10SM CLR 13/03 A3022 RMK AO2 SLP227 T01280033 402110106"]
["PHX","2019-01-19T00:51:00",54,35.1,48.65,"M",4,0,30.23,1023.1,10,"M","CLR","M","M","M","M","M","M","M","M","M","M","M","M","M","M",54,"KPHX 190751Z VRB04KT 10SM CLR 12/02 A3023 RMK AO2 SLP231 T01220017 $"]
["PHX","2019-01-19T01:51:00",51.1,39,63.12,0,0,0,30.23,1023.1,10,"M","CLR","M","M","M","M","M","M","M","M","M","M","M","M","M","M",51.1,"KPHX 190851Z 00000KT 10SM CLR 11/04 A3023 RMK AO2 SLP231 T01060039 51010 $"]
["PHX","2019-01-19T02:51:00",52,36,54.26,0,0,0,30.24,1023,10,"M","CLR","M","M","M","M","M","M","M","M","M","M","M","M","M","M",52,"KPHX 190951Z 00000KT 10SM CLR 11/02 A3024 RMK AO2 SLP230 T01110022 $"]
["PHX","2019-01-19T03:51:00",51.1,33.1,49.98,80,4,0,30.24,1023.3,10,"M","FEW","M","M","M",25000,"M","M","M","M","M","M","M","M","M","M",51.1,"KPHX 191051Z 08004KT 10SM FEW250 11/01 A3024 RMK AO2 SLP233 T01060006 $"]
["PHX","2019-01-19T04:51:00",50,33.1,52.06,0,0,0,30.25,1023.7,10,"M","FEW","M","M","M",20000,"M","M","M","M","M","M","M","M","M","M",50,"KPHX 191151Z 00000KT 10SM FEW200 10/01 A3025 RMK AO2 SLP237 T01000006 10161 20089 53006 $"]
["PHX","2019-01-19T05:51:00",48,35.1,60.76,40,3,0,30.26,1024.1,10,"M","FEW","FEW","M","M",20000,25000,"M","M","M","M","M","M","M","M","M",46.98,"KPHX 191251Z 04003KT 10SM FEW200 FEW250 09/02 A3026 RMK AO2 SLP241 T00890017 $"]
["PHX","2019-01-19T06:51:00",48,35.1,60.76,360,4,0,30.27,1024.6,10,"M","FEW","M","M","M",25000,"M","M","M","M","M","M","M","M","M","M",46.1,"KPHX 191351Z 36004KT 10SM FEW250 09/02 A3027 RMK AO2 SLP246 T00890017 $"]
["PHX","2019-01-19T07:51:00",45,37.9,76.01,0,0,0,30.28,1024.9,10,"M","FEW","M","M","M",25000,"M","M","M","M","M","M","M","M","M","M",45,"KPHX 191451Z 00000KT 10SM FEW250 07/03 A3028 RMK AO2 SLP249 T00720033 51010 $"]
["PHX","2019-01-19T08:51:00",54,30.9,41.11,60,5,0,30.3,1025.3,10,"M","FEW","M","M","M",25000,"M","M","M","M","M","M","M","M","M","M",54,"KPHX 191551Z 06005KT 10SM FEW250 12/M01 A3030 RMK AO2 SLP253 T01221006 $"]
["PHX","2019-01-19T09:51:00",60.1,28,29.31,"M",5,0,30.31,1025.7,10,"M","FEW","M","M","M",25000,"M","M","M","M","M","M","M","M","M","M",60.1,"KPHX 191651Z VRB05KT 10SM FEW250 16/M02 A3031 RMK AO2 SLP257 T01561022 $"]
["PHX","2019-01-19T10:51:00",63,27,25.38,60,8,0,30.32,1025.7,10,"M","SCT","M","M","M",25000,"M","M","M","M","M","M","M","M","M","M",63,"KPHX 191751Z 06008KT 10SM SCT250 17/M03 A3032 RMK AO2 SLP257 T01721028 10172 20067 51011 $"]
["PHX","2019-01-19T11:51:00",66,21.9,18.47,50,7,0,30.3,1025.2,10,"M","SCT","M","M","M",25000,"M","M","M","M","M","M","M","M","M","M",66,"KPHX 191851Z 05007KT 10SM SCT250 19/M06 A3030 RMK AO2 SLP252 T01891056 $"]
["PHX","2019-01-19T12:51:00",66.9,23,18.76,0,0,0,30.26,1024,10,"M","SCT","M","M","M",25000,"M","M","M","M","M","M","M","M","M","M",66.9,"KPHX 191951Z 00000KT 10SM SCT250 19/M05 A3026 RMK AO2 SLP240 T01941050 $"]
["PHX","2019-01-19T13:51:00",69.1,21.9,16.6,"M",3,0,30.22,1022.5,10,"M","SCT","BKN","M","M",25000,29000,"M","M","M","M","M","M","M","M","M",69.1,"KPHX 192051Z VRB03KT 10SM SCT250 BKN290 21/M06 A3022 RMK AO2 SLP225 T02061056 58032 $"]
["PHX","2019-01-19T14:51:00",71.1,18,13.13,0,0,0,30.2,1021.9,10,"M","FEW","SCT","M","M",25000,29000,"M","M","M","M","M","M","M","M","M",68.53,"KPHX 192151Z 00000KT 10SM FEW250 SCT290 22/M08 A3020 RMK AO2 SLP219 T02171078 $"]
["PHX","2019-01-19T15:51:00",71.1,19.9,14.24,340,7,0,30.18,1021.2,10,"M","FEW","SCT","M","M",25000,29000,"M","M","M","M","M","M","M","M","M",68.58,"KPHX 192251Z 34007KT 10SM FEW250 SCT290 22/M07 A3018 RMK AO2 SLP212 T02171067 $"]
["PHX","2019-01-19T16:51:00",71.1,19.9,14.24,300,6,0,30.17,1020.6,10,"M","FEW","SCT","M","M",25000,29000,"M","M","M","M","M","M","M","M","M",68.58,"KPHX 192351Z 30006KT 10SM FEW250 SCT290 22/M07 A3017 RMK AO2 SLP206 T02171067 10217 20172 57018 $"]
["PHX","2019-01-19T17:51:00",69.1,17.1,13.52,310,5,0,30.16,1020.5,10,"M","FEW","SCT","M","M",25000,29000,"M","M","M","M","M","M","M","M","M",69.1,"KPHX 200051Z 31005KT 10SM FEW250 SCT290 21/M08 A3016 RMK AO2 SLP205 T02061083 $"]
["PHX","2019-01-19T18:51:00",62.1,32,32.13,230,5,0,30.16,1020.9,10,"M","FEW","M","M","M",25000,"M","M","M","M","M","M","M","M","M","M",62.1,"KPHX 200151Z 23005KT 10SM FEW250 17/00 A3016 RMK AO2 SLP209 T01670000 $"]
["PHX","2019-01-19T19:51:00",62.1,28,27.3,270,5,0,30.17,1020.9,10,"M","CLR","M","M","M","M","M","M","M","M","M","M","M","M","M","M",62.1,"KPHX 200251Z 27005KT 10SM CLR 17/M02 A3017 RMK AO2 SLP209 T01671022 55000 $"]
["PHX","2019-01-19T20:51:00",57,33.1,40.28,240,4,0,30.17,1021,10,"M","CLR","M","M","M","M","M","M","M","M","M","M","M","M","M","M",57,"KPHX 200351Z 24004KT 10SM CLR 14/01 A3017 RMK AO2 SLP210 T01390006 $"]
["PHX","2019-01-19T21:51:00",55.9,34,43.46,0,0,0,30.17,1021.1,10,"M","FEW","M","M","M",25000,"M","M","M","M","M","M","M","M","M","M",55.9,"KPHX 200451Z 00000KT 10SM FEW250 13/01 A3017 RMK AO2 SLP211 T01330011 $"]
["PHX","2019-01-19T22:51:00",55.9,34,43.46,0,0,0,30.18,1021.3,10,"M","CLR","M","M","M","M","M","M","M","M","M","M","M","M","M","M",55.9,"KPHX 200551Z 00000KT 10SM CLR 13/01 A3018 RMK AO2 SLP213 T01330011 10217 20128 53006 $"]
["PHX","2019-01-19T23:51:00",55,36,48.62,60,3,0,30.18,1021.2,10,"M","CLR","M","M","M","M","M","M","M","M","M","M","M","M","M","M",55,"KPHX 200651Z 06003KT 10SM CLR 13/02 A3018 RMK AO2 SLP212 T01280022 402170067 $"]
["PHX","2019-01-20T00:51:00",51.1,39,63.12,0,0,0,30.18,1021.1,10,"M","CLR","M","M","M","M","M","M","M","M","M","M","M","M","M","M",51.1,"KPHX 200751Z 00000KT 10SM CLR 11/04 A3018 RMK AO2 SLP211 T01060039 $"]
["PHX","2019-01-20T01:51:00",50,39.9,68.1,0,0,0,30.15,1020.4,10,"M","FEW","M","M","M",25000,"M","M","M","M","M","M","M","M","M","M",50,"KPHX 200851Z 00000KT 10SM FEW250 10/04 A3015 RMK AO2 SLP204 T01000044 58009 $"]
["PHX","2019-01-20T02:51:00",48.9,37.9,65.62,0,0,0,30.14,1020,10,"M","CLR","M","M","M","M","M","M","M","M","M","M","M","M","M","M",48.9,"KPHX 200951Z 00000KT 10SM CLR 09/03 A3014 RMK AO2 SLP200 T00940033 $"]
["PHX","2019-01-20T03:51:00",48.9,37,63.34,0,0,0,30.14,1020,10,"M","FEW","M","M","M",25000,"M","M","M","M","M","M","M","M","M","M",48.9,"KPHX 201051Z 00000KT 10SM FEW250 09/03 A3014 RMK AO2 SLP200 T00940028 $"]
["PHX","2019-01-20T04:51:00",48,37,65.51,70,3,0,30.13,1019.5,10,"M","SCT","M","M","M",25000,"M","M","M","M","M","M","M","M","M","M",46.98,"KPHX 201151Z 07003KT 10SM SCT250 09/03 A3013 RMK AO2 SLP195 T00890028 10144 20083 58009 $"]
["PHX","2019-01-20T05:51:00",46.9,37.9,70.73,0,0,0,30.11,1019.1,10,"M","SCT","M","M","M",25000,"M","M","M","M","M","M","M","M","M","M",46.9,"KPHX 201251Z 00000KT 10SM SCT250 08/03 A3011 RMK AO2 SLP191 T00830033 $"]
["PHX","2019-01-20T06:51:00",46,37.9,73.18,110,3,0,30.12,1019.3,10,"M","FEW","M","M","M",25000,"M","M","M","M","M","M","M","M","M","M",44.69,"KPHX 201351Z 11003KT 10SM FEW250 08/03 A3012 RMK AO2 SLP193 T00780033 $"]
["PHX","2019-01-20T07:51:00",48,35.1,60.76,100,4,0,30.11,1019,10,"M","SCT","M","M","M",25000,"M","M","M","M","M","M","M","M","M","M",46.1,"KPHX 201451Z 10004KT 10SM SCT250 09/02 A3011 RMK AO2 SLP190 T00890017 56006 $"]
["PHX","2019-01-20T08:51:00",54,32,42.98,140,4,0,30.11,1019.1,10,"M","SCT","M","M","M",25000,"M","M","M","M","M","M","M","M","M","M",54,"KPHX 201551Z 14004KT 10SM SCT250 12/00 A3011 RMK AO2 SLP191 T01220000 $"]
["PHX","2019-01-20T09:51:00",59,30.9,34.31,110,4,0,30.11,1019,10,"M","SCT","M","M","M",25000,"M","M","M","M","M","M","M","M","M","M",59,"KPHX 201651Z 11004KT 10SM SCT250 15/M01 A3011 RMK AO2 SLP190 T01501006 $"]
["PHX","2019-01-20T10:51:00",61,33.1,34.91,"M",3,0,30.11,1018.8,10,"M","SCT","M","M","M",25000,"M","M","M","M","M","M","M","M","M","M",61,"KPHX 201751Z VRB03KT 10SM SCT250 16/01 A3011 RMK AO2 SLP188 T01610006 10161 20078 50000 $"]
["PHX","2019-01-20T11:51:00",64,32,30.05,310,3,0,30.1,1018.4,10,"M","SCT","M","M","M",25000,"M","M","M","M","M","M","M","M","M","M",64,"KPHX 201851Z 31003KT 10SM SCT250 18/00 A3010 RMK AO2 SLP184 T01780000 $"]
["PHX","2019-01-20T12:51:00",68,30,24.12,320,3,0,30.04,1016.4,10,"M","BKN","M","M","M",25000,"M","M","M","M","M","M","M","M","M","M",68,"KPHX 201951Z 32003KT 10SM BKN250 20/M01 A3004 RMK AO2 SLP164 T02001011 $"]
["PHX","2019-01-20T13:51:00",72,27,18.61,120,6,0,30,1014.8,10,"M","BKN","M","M","M",25000,"M","M","M","M","M","M","M","M","M","M",69.77,"KPHX 202051Z 12006KT 10SM BKN250 22/M03 A3000 RMK AO2 SLP148 T02221028 58037 $"]
["PHX","2019-01-20T14:51:00",73.9,27,17.45,"M",3,0,29.97,1014,10,"M","FEW","OVC","M","M",20000,25000,"M","M","M","M","M","M","M","M","M",71.81,"KPHX 202151Z VRB03KT 10SM FEW200 OVC250 23/M03 A2997 RMK AO2 SLP140 T02331028 $"]
["PHX","2019-01-20T15:51:00",73,26.1,17.33,50,4,0,29.95,1013.3,10,"M","FEW","OVC","M","M",20000,25000,"M","M","M","M","M","M","M","M","M",70.81,"KPHX 202251Z 05004KT 10SM FEW200 OVC250 23/M03 A2995 RMK AO2 SLP133 T02281033 $"]
["PHX","2019-01-20T16:51:00",73,28.9,19.45,130,3,0,29.94,1012.8,10,"M","FEW","OVC","M","M",20000,25000,"M","M","M","M","M","M","M","M","M",70.91,"KPHX 202351Z 13003KT 10SM FEW200 OVC250 23/M02 A2994 RMK AO2 SLP128 T02281017 10233 20161 56020 $"]
["PHX","2019-01-20T17:51:00",70,30.9,23.36,0,0,0,29.92,1012.2,10,"M","FEW","OVC","M","M",20000,25000,"M","M","M","M","M","M","M","M","M",70,"KPHX 210051Z 00000KT 10SM FEW200 OVC250 21/M01 A2992 RMK AO2 SLP122 T02111006 $"]
["PHX","2019-01-20T18:51:00",63,39,41.09,230,5,0,29.92,1012.6,10,"M","FEW","OVC","M","M",20000,25000,"M","M","M","M","M","M","M","M","M",63,"KPHX 210151Z 23005KT 10SM FEW200 OVC250 17/04 A2992 RMK AO2 SLP126 T01720039 $"]
["PHX","2019-01-20T19:51:00",64.9,33.1,30.44,290,7,0,29.94,1013.2,10,"M","OVC","M","M","M",25000,"M","M","M","M","M","M","M","M","M","M",64.9,"KPHX 210251Z 29007KT 10SM OVC250 18/01 A2994 RMK AO2 SLP132 T01830006 53003 $"]
["PHX","2019-01-20T20:51:00",63,34,33.72,360,3,0,29.94,1013,10,"M","OVC","M","M","M",25000,"M","M","M","M","M","M","M","M","M","M",63,"KPHX 210351Z 36003KT 10SM OVC250 17/01 A2994 RMK AO2 SLP130 T01720011 $"]
["PHX","2019-01-20T21:51:00",61,35.1,37.81,360,4,0,29.93,1012.7,10,"M","OVC","M","M","M",25000,"M","M","M","M","M","M","M","M","M","M",61,"KPHX 210451Z 36004KT 10SM OVC250 16/02 A2993 RMK AO2 SLP127 T01610017 $"]
["PHX","2019-01-20T22:51:00",57.9,37.9,47.18,120,4,0,29.92,1012.4,10,"M","BKN","M","M","M",25000,"M","M","M","M","M","M","M","M","M","M",57.9,"KPHX 210551Z 12004KT 10SM BKN250 14/03 A2992 RMK AO2 SLP124 T01440033 10228 20139 58007 $"]
["PHX","2019-01-20T23:51:00",55.9,39,52.94,110,5,0,29.9,1011.6,10,"M","OVC","M","M","M",25000,"M","M","M","M","M","M","M","M","M","M",55.9,"KPHX 210651Z 11005KT 10SM OVC250 13/04 A2990 RMK AO2 SLP116 T01330039 402330078 $"]
["PHX","2019-01-21T00:51:00",55.9,37,48.95,70,4,0,29.91,1012,10,"M","OVC","M","M","M",25000,"M","M","M","M","M","M","M","M","M","M",55.9,"KPHX 210751Z 07004KT 10SM OVC250 13/03 A2991 RMK AO2 SLP120 T01330028 $"]
["PHX","2019-01-21T01:51:00",53.1,39,58.64,230,4,0,29.91,1011.8,10,"M","OVC","M","M","M",25000,"M","M","M","M","M","M","M","M","M","M",53.1,"KPHX 210851Z 23004KT 10SM OVC250 12/04 A2991 RMK AO2 SLP118 T01170039 56005 $"]
["PHX","2019-01-21T02:51:00",52,39.9,63.24,100,4,0,29.9,1011.5,10,"M","OVC","M","M","M",25000,"M","M","M","M","M","M","M","M","M","M",52,"KPHX 210951Z 10004KT 10SM OVC250 11/04 A2990 RMK AO2 SLP115 T01110044 $"]
["PHX","2019-01-21T03:51:00",52,39,61.06,90,8,0,29.86,1010.1,10,"M","OVC","M","M","M",25000,"M","M","M","M","M","M","M","M","M","M",52,"KPHX 211051Z 09008KT 10SM OVC250 11/04 A2986 RMK AO2 SLP101 T01110039 $"]
["PHX","2019-01-21T04:51:00",52,39.9,63.24,100,5,0,29.87,1010.5,10,"M","SCT","OVC","M","M",23000,25000,"M","M","M","M","M","M","M","M","M",52,"KPHX 211151Z 10005KT 10SM SCT230 OVC250 11/04 A2987 RMK AO2 SLP105 T01110044 10144 20106 55012 $"]
["PHX","2019-01-21T05:51:00",51.1,39.9,65.38,90,7,0,29.86,1010.1,10,"M","BKN","BKN","M","M",23000,25000,"M","M","M","M","M","M","M","M","M",51.1,"KPHX 211251Z 09007KT 10SM BKN230 BKN250 11/04 A2986 RMK AO2 SLP101 T01060044 $"]
["PHX","2019-01-21T06:51:00",51.1,39,63.12,110,8,0,29.86,1010.6,10,"M","FEW","BKN","M","M",23000,25000,"M","M","M","M","M","M","M","M","M",51.1,"KPHX 211351Z 11008KT 10SM FEW230 BKN250 11/04 A2986 RMK AO2 SLP106 T01060039 $"]
["PHX","2019-01-21T07:51:00",52,37.9,58.48,100,10,0,29.88,1011,10,"M","SCT","BKN","M","M",23000,25000,"M","M","M","M","M","M","M","M","M",52,"KPHX 211451Z 10010KT 10SM SCT230 BKN250 11/03 A2988 RMK AO2 SLP110 T01110033 53003 $"]
["PHX","2019-01-21T08:51:00",52,39.9,63.24,0,0,0,29.88,1011.1,10,"M","FEW","FEW","SCT","M",7000,23000,25000,"M","M","M","M","M","M","M","M",52,"KPHX 211551Z 00000KT 10SM FEW070 FEW230 SCT250 11/04 A2988 RMK AO2 SLP111 T01110044 $"]
["PHX","2019-01-21T09:51:00",55,39,54.7,240,6,0,29.88,1011.1,10,"M","FEW","FEW","SCT","M",7000,23000,25000,"M","M","M","M","M","M","M","M",55,"KPHX 211651Z 24006KT 10SM FEW070 FEW230 SCT250 13/04 A2988 RMK AO2 SLP111 T01280039 $"]
["PHX","2019-01-21T10:51:00",63,39,41.09,240,7,0,29.89,1011.2,10,"M","FEW","FEW","SCT","M",7000,23000,25000,"M","M","M","M","M","M","M","M",63,"KPHX 211751Z 24007KT 10SM FEW070 FEW230 SCT250 17/04 A2989 RMK AO2 SLP112 T01720039 10172 20100 53003 $"]
["PHX","2019-01-21T11:51:00",64,39.9,41.09,260,20,0,29.88,1011,10,27,"FEW","FEW","M","M",7000,25000,"M","M","M","M","M","M",27,260,"2019-01-21T11:42:00",64,"KPHX 211851Z 26020G27KT 10SM FEW070 FEW250 18/04 A2988 RMK AO2 PK WND 26027/1842 SLP110 T01780044 $"]
["PHX","2019-01-21T12:51:00",64,41,42.88,260,16,0,29.85,1010,10,23,"FEW","FEW","M","M",7000,25000,"M","M","M","M","M","M",27,270,"2019-01-21T11:59:00",64,"KPHX 211951Z 26016G23KT 10SM FEW070 FEW250 18/05 A2985 RMK AO2 PK WND 27027/1859 SLP100 T01780050 $"]
["PHX","2019-01-21T13:51:00",66.9,42.1,40.45,240,15,0,29.82,1009,10,"M","SCT","SCT","M","M",6000,25000,"M","M","M","M","M","M","M","M","M",66.9,"KPHX 212051Z 24015KT 10SM SCT060 SCT250 19/06 A2982 RMK AO2 SLP090 T01940056 58022 $"]
["PHX","2019-01-21T14:51:00",66,17.1,15.05,270,23,0,29.81,1008.7,10,31,"FEW","SCT","M","M",6000,8000,"M","M","M","M","M","M",32,260,"2019-01-21T14:17:00",66,"KPHX 212151Z 27023G31KT 10SM FEW060 SCT080 19/M08 A2981 RMK AO2 PK WND 26032/2117 SLP087 T01891083 $"]
["PHX","2019-01-21T15:51:00",64,14,14.1,280,24,0,29.81,1008.8,10,30,"FEW","FEW","M","M",6000,8000,"M","M","M","M","M","M",30,280,"2019-01-21T15:48:00",64,"KPHX 212251Z 28024G30KT 10SM FEW060 FEW080 18/M10 A2981 RMK AO2 PK WND 28030/2248 SLP088 T01781100 $"]
["PHX","2019-01-21T16:51:00",62.1,17.1,17.25,270,21,0,29.82,1009.1,10,26,"FEW","M","M","M",7000,"M","M","M","M","M","M","M",35,260,"2019-01-21T16:05:00",62.1,"KPHX 212351Z 27021G26KT 10SM FEW070 17/M08 A2982 RMK AO2 PK WND 26035/2305 SLP091 T01671083 10200 20167 53000 $"]
["PHX","2019-01-21T17:51:00",59,19.9,21.72,260,14,0,29.83,1009.6,10,"M","FEW","M","M","M",7000,"M","M","M","M","M","M","M","M","M","M",59,"KPHX 220051Z 26014KT 10SM FEW070 15/M07 A2983 RMK AO2 SLP096 T01501067 $"]
["PHX","2019-01-21T18:51:00",57,21,24.45,260,10,0,29.84,1009.8,10,"M","FEW","M","M","M",7000,"M","M","M","M","M","M","M","M","M","M",57,"KPHX 220151Z 26010KT 10SM FEW070 14/M06 A2984 RMK AO2 SLP098 T01391061 $"]
["PHX","2019-01-21T19:51:00",55.9,24.1,29,270,8,0,29.85,1010.2,10,"M","CLR","M","M","M","M","M","M","M","M","M","M","M","M","M","M",55.9,"KPHX 220251Z 27008KT 10SM CLR 13/M04 A2985 RMK AO2 SLP102 T01331044 53009 $"]
["PHX","2019-01-21T20:51:00",51.1,27,38.99,230,5,0,29.86,1010.7,10,"M","CLR","M","M","M","M","M","M","M","M","M","M","M","M","M","M",51.1,"KPHX 220351Z 23005KT 10SM CLR 11/M03 A2986 RMK AO2 SLP107 T01061028 $"]
["PHX","2019-01-21T21:51:00",51.1,27,38.99,270,4,0,29.88,1011.2,10,"M","FEW","M","M","M",9000,"M","M","M","M","M","M","M","M","M","M",51.1,"KPHX 220451Z 27004KT 10SM FEW090 11/M03 A2988 RMK AO2 SLP112 T01061028 $"]
["PHX","2019-01-21T22:51:00",51.1,27,38.99,270,6,0,29.88,1011.1,10,"M","FEW","M","M","M",9000,"M","M","M","M","M","M","M","M","M","M",51.1,"KPHX 220551Z 27006KT 10SM FEW090 11/M03 A2988 RMK AO2 SLP111 T01061028 10167 20094 51009 $"]
["PHX","2019-01-21T23:51:00",51.1,27,38.99,280,8,0,29.89,1011.5,10,"M","SCT","SCT","M","M",9000,19000,"M","M","M","M","M","M","M","M","M",51.1,"KPHX 220651Z 28008KT 10SM SCT090 SCT190 11/M03 A2989 RMK AO2 SLP115 T01061028 402000094 $"]
["PHX","2019-01-22T00:51:00",48.9,28,44.1,260,7,0,29.9,1011.8,10,"M","FEW","M","M","M",9000,"M","M","M","M","M","M","M","M","M","M",45.38,"KPHX 220751Z 26007KT 10SM FEW090 09/M02 A2990 RMK AO2 SLP118 T00941022 $"]
["PHX","2019-01-22T01:51:00",48,30,49.49,250,5,0,29.91,1012.1,10,"M","FEW","SCT","M","M",9000,19000,"M","M","M","M","M","M","M","M","M",45.4,"KPHX 220851Z 25005KT 10SM FEW090 SCT190 09/M01 A2991 RMK AO2 SLP121 T00891011 52009 $"]
["PHX","2019-01-22T02:51:00",46,30.9,55.36,250,4,0,29.93,1012.8,10,"M","SCT","BKN","M","M",17000,20000,"M","M","M","M","M","M","M","M","M",43.77,"KPHX 220951Z 25004KT 10SM SCT170 BKN200 08/M01 A2993 RMK AO2 SLP128 T00781006 $"]
["PHX","2019-01-22T03:51:00",45,32,60.11,220,5,0,29.94,1013.1,10,"M","BKN","M","M","M",19000,"M","M","M","M","M","M","M","M","M","M",41.83,"KPHX 221051Z 22005KT 10SM BKN190 07/00 A2994 RMK AO2 SLP131 T00720000 $"]
["PHX","2019-01-22T04:51:00",46.9,32,55.94,280,6,0,29.94,1013.3,10,"M","FEW","BKN","M","M",17000,19000,"M","M","M","M","M","M","M","M","M",43.48,"KPHX 221151Z 28006KT 10SM FEW170 BKN190 08/00 A2994 RMK AO2 SLP133 T00830000 10106 20072 51010 $"]
["PHX","2019-01-22T05:51:00",48,30.9,51.34,330,4,0,29.96,1013.9,10,"M","FEW","M","M","M",25000,"M","M","M","M","M","M","M","M","M","M",46.1,"KPHX 221251Z 33004KT 10SM FEW250 09/M01 A2996 RMK AO2 SLP139 T00891006 $"]
["PHX","2019-01-22T06:51:00",45,32,60.11,220,7,0,29.98,1014.9,10,"M","FEW","FEW","M","M",17000,25000,"M","M","M","M","M","M","M","M","M",40.63,"KPHX 221351Z 22007KT 10SM FEW170 FEW250 07/00 A2998 RMK AO2 SLP149 T00720000 $"]
["PHX","2019-01-22T07:51:00",44.1,32,62.21,230,4,0,30.03,1016.5,10,"M","FEW","FEW","M","M",8000,25000,"M","M","M","M","M","M","M","M","M",41.55,"KPHX 221451Z 23004KT 10SM FEW080 FEW250 07/00 A3003 RMK AO2 SLP165 T00670000 53028"]
["PHX","2019-01-22T08:51:00",48.9,28.9,45.75,240,5,0,30.05,1017.3,10,"M","FEW","FEW","M","M",8000,25000,"M","M","M","M","M","M","M","M","M",46.47,"KPHX 221551Z 24005KT 10SM FEW080 FEW250 09/M02 A3005 RMK AO2 SLP173 T00941017"]
["PHX","2019-01-22T09:51:00",52,28,39.3,260,6,0,30.07,1017.8,10,"M","FEW","FEW","M","M",8000,25000,"M","M","M","M","M","M","M","M","M",52,"KPHX 221651Z 26006KT 10SM FEW080 FEW250 11/M02 A3007 RMK AO2 SLP178 T01111022"]
["PHX","2019-01-22T10:51:00",55,23,28.61,290,6,0,30.09,1018.5,10,"M","FEW","M","M","M",8000,"M","M","M","M","M","M","M","M","M","M",55,"KPHX 221751Z 29006KT 10SM FEW080 13/M05 A3009 RMK AO2 SLP185 T01281050 10133 20061 51021"]
["PHX","2019-01-22T11:51:00",57,21.9,25.4,310,6,0,30.1,1018.8,10,"M","FEW","FEW","M","M",8000,10000,"M","M","M","M","M","M","M","M","M",57,"KPHX 221851Z 31006KT 10SM FEW080 FEW100 14/M06 A3010 RMK AO2 SLP188 T01391056"]
["PHX","2019-01-22T12:51:00",59,21,22.76,290,6,0,30.09,1018.5,10,"M","FEW","FEW","M","M",8000,10000,"M","M","M","M","M","M","M","M","M",59,"KPHX 221951Z 29006KT 10SM FEW080 FEW100 15/M06 A3009 RMK AO2 SLP185 T01501061"]
["PHX","2019-01-22T13:51:00",61,19.9,20.23,0,0,0,30.08,1018,10,"M","FEW","FEW","M","M",8000,10000,"M","M","M","M","M","M","M","M","M",61,"KPHX 222051Z 00000KT 10SM FEW080 FEW100 16/M07 A3008 RMK AO2 SLP180 T01611067 58004"]
["PHX","2019-01-22T14:51:00",62.1,19.9,19.45,240,6,0,30.08,1018.1,10,"M","FEW","M","M","M",8000,"M","M","M","M","M","M","M","M","M","M",62.1,"KPHX 222151Z 24006KT 10SM FEW080 17/M07 A3008 RMK AO2 SLP181 T01671067"]
["PHX","2019-01-22T15:51:00",63,19,18.14,"M",6,0,30.09,1018.2,10,"M","FEW","M","M","M",8000,"M","M","M","M","M","M","M","M","M","M",63,"KPHX 222251Z VRB06KT 10SM FEW080 17/M07 A3009 RMK AO2 SLP182 T01721072"]
["PHX","2019-01-22T16:51:00",63,18,17.37,300,4,0,30.1,1018.6,10,"M","FEW","M","M","M",8000,"M","M","M","M","M","M","M","M","M","M",63,"KPHX 222351Z 30004KT 10SM FEW080 17/M08 A3010 RMK AO2 SLP186 T01721078 10178 20128 53005"]
["PHX","2019-01-22T17:51:00",60.1,21.9,22.73,220,9,0,30.13,1019.6,10,"M","FEW","M","M","M",8000,"M","M","M","M","M","M","M","M","M","M",60.1,"KPHX 230051Z 22009KT 10SM FEW080 16/M06 A3013 RMK AO2 SLP196 T01561056"]
["PHX","2019-01-22T18:51:00",57.9,23,25.76,250,5,0,30.15,1020.5,10,"M","FEW","M","M","M",8000,"M","M","M","M","M","M","M","M","M","M",57.9,"KPHX 230151Z 25005KT 10SM FEW080 14/M05 A3015 RMK AO2 SLP205 T01441050"]
["PHX","2019-01-22T19:51:00",57,21.9,25.4,0,0,0,30.17,1021.3,10,"M","CLR","M","M","M","M","M","M","M","M","M","M","M","M","M","M",57,"KPHX 230251Z 00000KT 10SM CLR 14/M06 A3017 RMK AO2 SLP213 T01391056 51024"]
["PHX","2019-01-22T20:51:00",57,21,24.45,"M",5,0,30.2,1022.3,10,"M","CLR","M","M","M","M","M","M","M","M","M","M","M","M","M","M",57,"KPHX 230351Z VRB05KT 10SM CLR 14/M06 A3020 RMK AO2 SLP223 T01391061"]
["PHX","2019-01-22T21:51:00",52,25,34.72,240,4,0,30.23,1023.4,10,"M","CLR","M","M","M","M","M","M","M","M","M","M","M","M","M","M",52,"KPHX 230451Z 24004KT 10SM CLR 11/M04 A3023 RMK AO2 SLP234 T01111039"]
["PHX","2019-01-22T22:51:00",52,24.1,33.44,0,0,0,30.24,1023.6,10,"M","CLR","M","M","M","M","M","M","M","M","M","M","M","M","M","M",52,"KPHX 230551Z 00000KT 10SM CLR 11/M04 A3024 RMK AO2 SLP236 T01111044 10172 20100 51024"]
["PHX","2019-01-22T23:51:00",53.1,17.1,23.85,50,4,0,30.25,1023.8,10,"M","CLR","M","M","M","M","M","M","M","M","M","M","M","M","M","M",53.1,"KPHX 230651Z 05004KT 10SM CLR 12/M08 A3025 RMK AO2 SLP238 T01171083 401780061"]
["PHX","2019-01-23T00:51:00",53.1,16,22.74,30,7,0,30.26,1024.2,10,"M","CLR","M","M","M","M","M","M","M","M","M","M","M","M","M","M",53.1,"KPHX 230751Z 03007KT 10SM CLR 12/M09 A3026 RMK AO2 SLP242 T01171089"]
["PHX","2019-01-23T01:51:00",48.9,19,30.24,270,4,0,30.28,1024.9,10,"M","CLR","M","M","M","M","M","M","M","M","M","M","M","M","M","M",47.16,"KPHX 230851Z 27004KT 10SM CLR 09/M07 A3028 RMK AO2 SLP249 T00941072 53012"]
["PHX","2019-01-23T02:51:00",43,24.1,46.91,220,5,0,30.29,1025.3,10,"M","CLR","M","M","M","M","M","M","M","M","M","M","M","M","M","M",39.46,"KPHX 230951Z 22005KT 10SM CLR 06/M04 A3029 RMK AO2 SLP253 T00611044"]
["PHX","2019-01-23T03:51:00",44.1,21.9,41,260,4,0,30.28,1025,10,"M","CLR","M","M","M","M","M","M","M","M","M","M","M","M","M","M",41.55,"KPHX 231051Z 26004KT 10SM CLR 07/M06 A3028 RMK AO2 SLP250 T00671056"]
["PHX","2019-01-23T04:51:00",42.1,23,46.37,0,0,0,30.28,1025,10,"M","CLR","M","M","M","M","M","M","M","M","M","M","M","M","M","M",42.1,"KPHX 231151Z 00000KT 10SM CLR 06/M05 A3028 RMK AO2 SLP250 T00561050 10122 20056 50000 $"]
["PHX","2019-01-23T05:51:00",41,25,52.61,0,0,0,30.28,1025.1,10,"M","CLR","M","M","M","M","M","M","M","M","M","M","M","M","M","M",41,"KPHX 231251Z 00000KT 10SM CLR 05/M04 A3028 RMK AO2 SLP251 T00501039 $"]
["PHX","2019-01-23T06:51:00",42.1,25,50.42,0,0,0,30.29,1025.3,10,"M","CLR","M","M","M","M","M","M","M","M","M","M","M","M","M","M",42.1,"KPHX 231351Z 00000KT 10SM CLR 06/M04 A3029 RMK AO2 SLP253 T00561039"]
["PHX","2019-01-23T07:51:00",41,25,52.61,0,0,0,30.31,1026.3,10,"M","FEW","M","M","M",25000,"M","M","M","M","M","M","M","M","M","M",41,"KPHX 231451Z 00000KT 10SM FEW250 05/M04 A3031 RMK AO2 SLP263 T00501039 53010"]
["PHX","2019-01-23T08:51:00",46,24.1,41.84,0,0,0,30.33,1026.6,10,"M","CLR","M","M","M","M","M","M","M","M","M","M","M","M","M","M",46,"KPHX 231551Z 00000KT 10SM CLR 08/M04 A3033 RMK AO2 SLP266 T00781044 $"]
["PHX","2019-01-23T09:51:00",50,21,31.6,0,0,0,30.34,1027.1,10,"M","FEW","M","M","M",25000,"M","M","M","M","M","M","M","M","M","M",50,"KPHX 231651Z 00000KT 10SM FEW250 10/M06 A3034 RMK AO2 SLP271 T01001061"]
["PHX","2019-01-23T10:51:00",54,19,25.04,0,0,0,30.33,1026.7,10,"M","FEW","M","M","M",25000,"M","M","M","M","M","M","M","M","M","M",54,"KPHX 231751Z 00000KT 10SM FEW250 12/M07 A3033 RMK AO2 SLP267 T01221072 10122 20033 50005"]
["PHX","2019-01-23T11:51:00",57.9,17.1,20.03,100,5,0,30.31,1025.8,10,"M","FEW","M","M","M",25000,"M","M","M","M","M","M","M","M","M","M",57.9,"KPHX 231851Z 10005KT 10SM FEW250 14/M08 A3031 RMK AO2 SLP258 T01441083"]
["PHX","2019-01-23T12:51:00",57,15.1,18.97,320,4,0,30.28,1024.7,10,"M","FEW","M","M","M",25000,"M","M","M","M","M","M","M","M","M","M",57,"KPHX 231951Z 32004KT 10SM FEW250 14/M09 A3028 RMK AO2 SLP247 T01391094"]
["PHX","2019-01-23T13:51:00",60.1,14,16.18,0,0,0,30.23,1023.2,10,"M","FEW","M","M","M",25000,"M","M","M","M","M","M","M","M","M","M",60.1,"KPHX 232051Z 00000KT 10SM FEW250 16/M10 A3023 RMK AO2 SLP232 T01561100 58032"]
["PHX","2019-01-23T14:51:00",59,12.9,16.03,0,0,0,30.19,1022,10,"M","FEW","M","M","M",25000,"M","M","M","M","M","M","M","M","M","M",59,"KPHX 232151Z 00000KT 10SM FEW250 15/M11 A3019 RMK AO2 SLP220 T01501106"]
["PHX","2019-01-23T15:51:00",60.1,12.9,15.42,270,3,0,30.17,1021.1,10,"M","FEW","M","M","M",25000,"M","M","M","M","M","M","M","M","M","M",60.1,"KPHX 232251Z 27003KT 10SM FEW250 16/M11 A3017 RMK AO2 SLP211 T01561106"]
["PHX","2019-01-23T16:51:00",61,14,15.67,230,8,0,30.16,1020.8,10,"M","FEW","M","M","M",25000,"M","M","M","M","M","M","M","M","M","M",61,"KPHX 232351Z 23008KT 10SM FEW250 16/M10 A3016 RMK AO2 SLP208 T01611100 10167 20117 56024"]
["PHX","2019-01-23T17:51:00",59,15.1,17.66,240,6,0,30.15,1020.6,10,"M","FEW","M","M","M",25000,"M","M","M","M","M","M","M","M","M","M",59,"KPHX 240051Z 24006KT 10SM FEW250 15/M09 A3015 RMK AO2 SLP206 T01501094"]
["PHX","2019-01-23T18:51:00",55.9,19,23.37,250,4,0,30.16,1021,10,"M","CLR","M","M","M","M","M","M","M","M","M","M","M","M","M","M",55.9,"KPHX 240151Z 25004KT 10SM CLR 13/M07 A3016 RMK AO2 SLP210 T01331072"]
["PHX","2019-01-23T19:51:00",57,17.1,20.69,300,5,0,30.16,1020.9,10,"M","CLR","M","M","M","M","M","M","M","M","M","M","M","M","M","M",57,"KPHX 240251Z 30005KT 10SM CLR 14/M08 A3016 RMK AO2 SLP209 T01391083 56001"]
["PHX","2019-01-23T20:51:00",52,23,31.93,0,0,0,30.16,1021,10,"M","CLR","M","M","M","M","M","M","M","M","M","M","M","M","M","M",52,"KPHX 240351Z 00000KT 10SM CLR 11/M05 A3016 RMK AO2 SLP210 T01111050"]
["PHX","2019-01-23T21:51:00",51.1,24.1,34.57,0,0,0,30.15,1020.7,10,"M","CLR","M","M","M","M","M","M","M","M","M","M","M","M","M","M",51.1,"KPHX 240451Z 00000KT 10SM CLR 11/M04 A3015 RMK AO2 SLP207 T01061044"]
["PHX","2019-01-23T22:51:00",50,25,37.39,110,3,0,30.15,1020.4,10,"M","CLR","M","M","M","M","M","M","M","M","M","M","M","M","M","M",49.27,"KPHX 240551Z 11003KT 10SM CLR 10/M04 A3015 RMK AO2 SLP204 T01001039 10161 20094 58003"]
["PHX","2019-01-23T23:51:00",48,27,43.77,0,0,0,30.14,1020.2,10,"M","CLR","M","M","M","M","M","M","M","M","M","M","M","M","M","M",48,"KPHX 240651Z 00000KT 10SM CLR 09/M03 A3014 RMK AO2 SLP202 T00891028 401670033"]
["PHX","2019-01-24T00:51:00",46.9,27,45.62,100,3,0,30.15,1020.4,10,"M","CLR","M","M","M","M","M","M","M","M","M","M","M","M","M","M",45.72,"KPHX 240751Z 10003KT 10SM CLR 08/M03 A3015 RMK AO2 SLP204 T00831028"]
["PHX","2019-01-24T01:51:00",45,30,55.43,120,3,0,30.15,1020.4,10,"M","CLR","M","M","M","M","M","M","M","M","M","M","M","M","M","M",43.55,"KPHX 240851Z 12003KT 10SM CLR 07/M01 A3015 RMK AO2 SLP204 T00721011 55000"]
["PHX","2019-01-24T02:51:00",43,30,59.83,0,0,0,30.14,1020.1,10,"M","CLR","M","M","M","M","M","M","M","M","M","M","M","M","M","M",43,"KPHX 240951Z 00000KT 10SM CLR 06/M01 A3014 RMK AO2 SLP201 T00611011"]
["PHX","2019-01-24T03:51:00",44.1,27,50.73,110,3,0,30.14,1020.2,10,"M","CLR","M","M","M","M","M","M","M","M","M","M","M","M","M","M",42.52,"KPHX 241051Z 11003KT 10SM CLR 07/M03 A3014 RMK AO2 SLP202 T00671028"]
["PHX","2019-01-24T04:51:00",42.1,28,57.08,80,4,0,30.14,1020.2,10,"M","CLR","M","M","M","M","M","M","M","M","M","M","M","M","M","M",39.21,"KPHX 241151Z 08004KT 10SM CLR 06/M02 A3014 RMK AO2 SLP202 T00561022 10100 20056 56003"]
["PHX","2019-01-24T05:51:00",41,28,59.55,90,4,0,30.14,1020.4,10,"M","CLR","M","M","M","M","M","M","M","M","M","M","M","M","M","M",37.93,"KPHX 241251Z 09004KT 10SM CLR 05/M02 A3014 RMK AO2 SLP204 T00501022"]
["PHX","2019-01-24T06:51:00",41,27,57.15,100,4,0,30.15,1020.8,10,"M","FEW","M","M","M",25000,"M","M","M","M","M","M","M","M","M","M",37.93,"KPHX 241351Z 10004KT 10SM FEW250 05/M03 A3015 RMK AO2 SLP208 T00501028"]
["PHX","2019-01-24T07:51:00",41,28,59.55,110,4,0,30.17,1021.5,10,"M","FEW","M","M","M",25000,"M","M","M","M","M","M","M","M","M","M",37.93,"KPHX 241451Z 11004KT 10SM FEW250 05/M02 A3017 RMK AO2 SLP215 T00501022 53011"]
["PHX","2019-01-24T08:51:00",46,27,47.2,110,4,0,30.19,1022.1,10,"M","CLR","M","M","M","M","M","M","M","M","M","M","M","M","M","M",43.77,"KPHX 241551Z 11004KT 10SM CLR 08/M03 A3019 RMK AO2 SLP221 T00781028"]
["PHX","2019-01-24T09:51:00",48.9,27,42.32,100,5,0,30.19,1022.1,10,"M","FEW","M","M","M",25000,"M","M","M","M","M","M","M","M","M","M",46.47,"KPHX 241651Z 10005KT 10SM FEW250 09/M03 A3019 RMK AO2 SLP221 T00941028"]
["PHX","2019-01-24T10:51:00",53.1,26.1,34.9,90,3,0,30.19,1022,10,"M","FEW","M","M","M",25000,"M","M","M","M","M","M","M","M","M","M",53.1,"KPHX 241751Z 09003KT 10SM FEW250 12/M03 A3019 RMK AO2 SLP220 T01171033 10117 20039 51007"]
["PHX","2019-01-24T11:51:00",57.9,25,28.01,0,0,0,30.18,1021.6,10,"M","FEW","M","M","M",25000,"M","M","M","M","M","M","M","M","M","M",57.9,"KPHX 241851Z 00000KT 10SM FEW250 14/M04 A3018 RMK AO2 SLP216 T01441039"]
["PHX","2019-01-24T12:51:00",59,23,24.76,0,0,0,30.14,1020.3,10,"M","FEW","M","M","M",25000,"M","M","M","M","M","M","M","M","M","M",59,"KPHX 241951Z 00000KT 10SM FEW250 15/M05 A3014 RMK AO2 SLP203 T01501050"]
["PHX","2019-01-24T13:51:00",63,24.1,22.5,"M",3,0,30.1,1018.8,10,"M","FEW","M","M","M",25000,"M","M","M","M","M","M","M","M","M","M",63,"KPHX 242051Z VRB03KT 10SM FEW250 17/M04 A3010 RMK AO2 SLP188 T01721044 58030"]
["PHX","2019-01-24T14:51:00",64.9,24.1,21.05,0,0,0,30.08,1018.2,10,"M","FEW","M","M","M",25000,"M","M","M","M","M","M","M","M","M","M",64.9,"KPHX 242151Z 00000KT 10SM FEW250 18/M04 A3008 RMK AO2 SLP182 T01831044"]
["PHX","2019-01-24T15:51:00",68,25,19.63,250,4,0,30.08,1017.9,10,"M","FEW","FEW","M","M",25000,29000,"M","M","M","M","M","M","M","M","M",68,"KPHX 242251Z 25004KT 10SM FEW250 FEW290 20/M04 A3008 RMK AO2 SLP179 T02001039"]
["PHX","2019-01-24T16:51:00",68,24.1,18.91,0,0,0,30.07,1017.6,10,"M","FEW","SCT","M","M",25000,29000,"M","M","M","M","M","M","M","M","M",68,"KPHX 242351Z 00000KT 10SM FEW250 SCT290 20/M04 A3007 RMK AO2 SLP176 T02001044 10206 20117 56011"]
["PHX","2019-01-24T17:51:00",64.9,28,24.75,250,5,0,30.08,1018.2,10,"M","FEW","SCT","M","M",25000,29000,"M","M","M","M","M","M","M","M","M",64.9,"KPHX 250051Z 25005KT 10SM FEW250 SCT290 18/M02 A3008 RMK AO2 SLP182 T01831022"]
["PHX","2019-01-24T18:51:00",63,26.1,24.46,280,7,0,30.1,1018.9,10,"M","FEW","M","M","M",25000,"M","M","M","M","M","M","M","M","M","M",63,"KPHX 250151Z 28007KT 10SM FEW250 17/M03 A3010 RMK AO2 SLP189 T01721033"]
["PHX","2019-01-24T19:51:00",57.9,28.9,32.9,240,6,0,30.11,1019.2,10,"M","CLR","M","M","M","M","M","M","M","M","M","M","M","M","M","M",57.9,"KPHX 250251Z 24006KT 10SM CLR 14/M02 A3011 RMK AO2 SLP192 T01441017 51013"]
["PHX","2019-01-24T20:51:00",60.1,28.9,30.41,320,5,0,30.11,1019.2,10,"M","CLR","M","M","M","M","M","M","M","M","M","M","M","M","M","M",60.1,"KPHX 250351Z 32005KT 10SM CLR 16/M02 A3011 RMK AO2 SLP192 T01561017"]
["PHX","2019-01-24T21:51:00",59,28.9,31.63,310,3,0,30.11,1018.9,10,"M","CLR","M","M","M","M","M","M","M","M","M","M","M","M","M","M",59,"KPHX 250451Z 31003KT 10SM CLR 15/M02 A3011 RMK AO2 SLP189 T01501017"]
["PHX","2019-01-24T22:51:00",55.9,30,36.98,0,0,0,30.11,1019.1,10,"M","CLR","M","M","M","M","M","M","M","M","M","M","M","M","M","M",55.9,"KPHX 250551Z 00000KT 10SM CLR 13/M01 A3011 RMK AO2 SLP191 T01331011 10200 20117 53001"]
["PHX","2019-01-24T23:51:00",52,33.1,48.34,90,5,0,30.11,1019.1,10,"M","CLR","M","M","M","M","M","M","M","M","M","M","M","M","M","M",52,"KPHX 250651Z 09005KT 10SM CLR 11/01 A3011 RMK AO2 SLP191 T01110006 402060039"]
["PHX","2019-01-25T00:51:00",48.9,33.1,54.24,0,0,0,30.12,1019.3,10,"M","CLR","M","M","M","M","M","M","M","M","M","M","M","M","M","M",48.9,"KPHX 250751Z 00000KT 10SM CLR 09/01 A3012 RMK AO2 SLP193 T00940006"]
["PHX","2019-01-25T01:51:00",50,30.9,47.64,290,4,0,30.12,1019.4,10,"M","CLR","M","M","M","M","M","M","M","M","M","M","M","M","M","M",48.44,"KPHX 250851Z 29004KT 10SM CLR 10/M01 A3012 RMK AO2 SLP194 T01001006 53004"]
["PHX","2019-01-25T02:51:00",48,33.1,56.1,310,3,0,30.12,1019.5,10,"M","CLR","M","M","M","M","M","M","M","M","M","M","M","M","M","M",46.98,"KPHX 250951Z 31003KT 10SM CLR 09/01 A3012 RMK AO2 SLP195 T00890006"]
["PHX","2019-01-25T03:51:00",46,33.1,60.49,320,4,0,30.12,1019.2,10,"M","CLR","M","M","M","M","M","M","M","M","M","M","M","M","M","M",43.77,"KPHX 251051Z 32004KT 10SM CLR 08/01 A3012 RMK AO2 SLP192 T00780006"]
["PHX","2019-01-25T04:51:00",44.1,34,67.41,100,5,0,30.11,1019.1,10,"M","CLR","M","M","M","M","M","M","M","M","M","M","M","M","M","M",40.77,"KPHX 251151Z 10005KT 10SM CLR 07/01 A3011 RMK AO2 SLP191 T00670011 10139 20061 58004"]
["PHX","2019-01-25T05:51:00",39.9,34,79.25,240,3,0,30.11,1019.3,10,"M","CLR","M","M","M","M","M","M","M","M","M","M","M","M","M","M",37.72,"KPHX 251251Z 24003KT 10SM CLR 04/01 A3011 RMK AO2 SLP193 T00440011"]
["PHX","2019-01-25T06:51:00",44.1,33.1,65.02,0,0,0,30.13,1019.6,10,"M","FEW","M","M","M",25000,"M","M","M","M","M","M","M","M","M","M",44.1,"KPHX 251351Z 00000KT 10SM FEW250 07/01 A3013 RMK AO2 SLP196 T00670006"]
["PHX","2019-01-25T07:51:00",45,33.1,62.83,0,0,0,30.15,1020.4,10,"M","FEW","M","M","M",25000,"M","M","M","M","M","M","M","M","M","M",45,"KPHX 251451Z 00000KT 10SM FEW250 07/01 A3015 RMK AO2 SLP204 T00720006 53012"]
["PHX","2019-01-25T08:51:00",48.9,30.9,49.63,140,4,0,30.15,1020.5,10,"M","CLR","M","M","M","M","M","M","M","M","M","M","M","M","M","M",47.16,"KPHX 251551Z 14004KT 10SM CLR 09/M01 A3015 RMK AO2 SLP205 T00941006"]
["PHX","2019-01-25T09:51:00",54,25,32.26,120,3,0,30.15,1020.4,10,"M","FEW","M","M","M",25000,"M","M","M","M","M","M","M","M","M","M",54,"KPHX 251651Z 12003KT 10SM FEW250 12/M04 A3015 RMK AO2 SLP204 T01221039"]
["PHX","2019-01-25T10:51:00",59,23,24.76,0,0,0,30.16,1020.6,10,"M","FEW","M","M","M",25000,"M","M","M","M","M","M","M","M","M","M",59,"KPHX 251751Z 00000KT 10SM FEW250 15/M05 A3016 RMK AO2 SLP206 T01501050 10150 20044 53004"]
["PHX","2019-01-25T11:51:00",63,23,21.49,90,4,0,30.14,1019.8,10,"M","FEW","M","M","M",25000,"M","M","M","M","M","M","M","M","M","M",63,"KPHX 251851Z 09004KT 10SM FEW250 17/M05 A3014 RMK AO2 SLP198 T01721050"]
["PHX","2019-01-25T12:51:00",64.9,21.9,19.19,0,0,0,30.1,1018.6,10,"M","FEW","M","M","M",25000,"M","M","M","M","M","M","M","M","M","M",64.9,"KPHX 251951Z 00000KT 10SM FEW250 18/M06 A3010 RMK AO2 SLP186 T01831056"]
["PHX","2019-01-25T13:51:00",66.9,21,17.24,320,7,0,30.07,1017.4,10,"M","FEW","M","M","M",25000,"M","M","M","M","M","M","M","M","M","M",66.9,"KPHX 252051Z 32007KT 10SM FEW250 19/M06 A3007 RMK AO2 SLP174 T01941061 58030"]
["PHX","2019-01-25T14:51:00",68,19.9,15.84,300,7,0,30.05,1016.8,10,"M","SCT","BKN","M","M",25000,29000,"M","M","M","M","M","M","M","M","M",68,"KPHX 252151Z 30007KT 10SM SCT250 BKN290 20/M07 A3005 RMK AO2 SLP168 T02001067"]
["PHX","2019-01-25T15:51:00",68,18,14.6,290,5,0,30.03,1016.2,10,"M","BKN","BKN","M","M",22000,29000,"M","M","M","M","M","M","M","M","M",68,"KPHX 252251Z 29005KT 10SM BKN220 BKN290 20/M08 A3003 RMK AO2 SLP162 T02001078"]
["PHX","2019-01-25T16:51:00",68,17.1,14.04,290,9,0,30.03,1016.1,10,"M","SCT","BKN","M","M",22000,29000,"M","M","M","M","M","M","M","M","M",68,"KPHX 252351Z 29009KT 10SM SCT220 BKN290 20/M08 A3003 RMK AO2 SLP161 T02001083 10206 20144 56014"]
["PHX","2019-01-25T17:51:00",66.9,17.1,14.59,290,8,0,30.01,1015.5,10,"M","SCT","BKN","M","M",22000,29000,"M","M","M","M","M","M","M","M","M",66.9,"KPHX 260051Z 29008KT 10SM SCT220 BKN290 19/M08 A3001 RMK AO2 SLP155 T01941083"]
["PHX","2019-01-25T18:51:00",64,24.1,21.73,270,7,0,30.02,1015.9,10,"M","SCT","BKN","M","M",22000,29000,"M","M","M","M","M","M","M","M","M",64,"KPHX 260151Z 27007KT 10SM SCT220 BKN290 18/M04 A3002 RMK AO2 SLP159 T01781044"]
["PHX","2019-01-25T19:51:00",62.1,26.1,25.24,260,7,0,30.03,1016.2,10,"M","BKN","M","M","M",23000,"M","M","M","M","M","M","M","M","M","M",62.1,"KPHX 260251Z 26007KT 10SM BKN230 17/M03 A3003 RMK AO2 SLP162 T01671033 55000"]
["PHX","2019-01-25T20:51:00",57,27,31.43,260,5,0,30.03,1016.5,10,"M","FEW","M","M","M",23000,"M","M","M","M","M","M","M","M","M","M",57,"KPHX 260351Z 26005KT 10SM FEW230 14/M03 A3003 RMK AO2 SLP165 T01391028"]
["PHX","2019-01-25T21:51:00",57.9,28,31.71,10,4,0,30.06,1017.2,10,"M","CLR","M","M","M","M","M","M","M","M","M","M","M","M","M","M",57.9,"KPHX 260451Z 01004KT 10SM CLR 14/M02 A3006 RMK AO2 SLP172 T01441022"]
["PHX","2019-01-25T22:51:00",55,28,35.21,0,0,0,30.07,1017.4,10,"M","CLR","M","M","M","M","M","M","M","M","M","M","M","M","M","M",55,"KPHX 260551Z 00000KT 10SM CLR 13/M02 A3007 RMK AO2 SLP174 T01281022 10200 20111 53013"]
["PHX","2019-01-25T23:51:00",52,28.9,40.78,120,3,0,30.07,1017.5,10,"M","CLR","M","M","M","M","M","M","M","M","M","M","M","M","M","M",52,"KPHX 260651Z 12003KT 10SM CLR 11/M02 A3007 RMK AO2 SLP175 T01111017 402060044"]
["PHX","2019-01-26T00:51:00",50,30,45.93,0,0,0,30.08,1017.9,10,"M","CLR","M","M","M","M","M","M","M","M","M","M","M","M","M","M",50,"KPHX 260751Z 00000KT 10SM CLR 10/M01 A3008 RMK AO2 SLP179 T01001011"]
["PHX","2019-01-26T01:51:00",50,28,42.33,360,5,0,30.1,1018.4,10,"M","CLR","M","M","M","M","M","M","M","M","M","M","M","M","M","M",47.77,"KPHX 260851Z 36005KT 10SM CLR 10/M02 A3010 RMK AO2 SLP184 T01001022 53010"]
["PHX","2019-01-26T02:51:00",44.1,32,62.21,180,4,0,30.11,1019,10,"M","CLR","M","M","M","M","M","M","M","M","M","M","M","M","M","M",41.55,"KPHX 260951Z 18004KT 10SM CLR 07/00 A3011 RMK AO2 SLP190 T00670000 $"]
["PHX","2019-01-26T03:51:00",48,30.9,51.34,320,3,0,30.11,1019,10,"M","CLR","M","M","M","M","M","M","M","M","M","M","M","M","M","M",46.98,"KPHX 261051Z 32003KT 10SM CLR 09/M01 A3011 RMK AO2 SLP190 T00891006 $"]
["PHX","2019-01-26T04:51:00",45,32,60.11,0,0,0,30.12,1019.3,10,"M","CLR","M","M","M","M","M","M","M","M","M","M","M","M","M","M",45,"KPHX 261151Z 00000KT 10SM CLR 07/00 A3012 RMK AO2 SLP193 T00720000 10128 20056 51008 $"]
["PHX","2019-01-26T05:51:00",43,32,64.88,0,0,0,30.13,1019.9,10,"M","CLR","M","M","M","M","M","M","M","M","M","M","M","M","M","M",43,"KPHX 261251Z 00000KT 10SM CLR 06/00 A3013 RMK AO2 SLP199 T00610000 $"]
["PHX","2019-01-26T06:51:00",44.1,32,62.21,0,0,0,30.15,1020.5,10,"M","CLR","M","M","M","M","M","M","M","M","M","M","M","M","M","M",44.1,"KPHX 261351Z 00000KT 10SM CLR 07/00 A3015 RMK AO2 SLP205 T00670000 $"]
["PHX","2019-01-26T07:51:00",42.1,32,67.17,230,3,0,30.17,1021.1,10,"M","CLR","M","M","M","M","M","M","M","M","M","M","M","M","M","M",40.23,"KPHX 261451Z 23003KT 10SM CLR 06/00 A3017 RMK AO2 SLP211 T00560000 52015 $"]
["PHX","2019-01-26T08:51:00",48,30.9,51.34,0,0,0,30.19,1022,10,"M","FEW","M","M","M",25000,"M","M","M","M","M","M","M","M","M","M",48,"KPHX 261551Z 00000KT 10SM FEW250 09/M01 A3019 RMK AO2 SLP220 T00891006 $"]
["PHX","2019-01-26T09:51:00",54,24.1,31.07,260,4,0,30.22,1022.8,10,"M","FEW","M","M","M",25000,"M","M","M","M","M","M","M","M","M","M",54,"KPHX 261651Z 26004KT 10SM FEW250 12/M04 A3022 RMK AO2 SLP228 T01221044 $"]
["PHX","2019-01-26T10:51:00",59,21,22.76,250,4,0,30.23,1023,10,"M","CLR","M","M","M","M","M","M","M","M","M","M","M","M","M","M",59,"KPHX 261751Z 25004KT 10SM CLR 15/M06 A3023 RMK AO2 SLP230 T01501061 10156 20050 51021 $"]
["PHX","2019-01-26T11:51:00",64,21,19.07,310,3,0,30.23,1022.9,10,"M","CLR","M","M","M","M","M","M","M","M","M","M","M","M","M","M",64,"KPHX 261851Z 31003KT 10SM CLR 18/M06 A3023 RMK AO2 SLP229 T01781061 $"]
["PHX","2019-01-26T12:51:00",66.9,19,15.83,0,0,0,30.19,1021.4,10,"M","FEW","M","M","M",25000,"M","M","M","M","M","M","M","M","M","M",66.9,"KPHX 261951Z 00000KT 10SM FEW250 19/M07 A3019 RMK AO2 SLP214 T01941072 $"]
["PHX","2019-01-26T13:51:00",71.1,18,13.13,"M",3,0,30.15,1020.2,10,"M","FEW","M","M","M",25000,"M","M","M","M","M","M","M","M","M","M",68.53,"KPHX 262051Z VRB03KT 10SM FEW250 22/M08 A3015 RMK AO2 SLP202 T02171078 58025 $"]
["PHX","2019-01-26T14:51:00",70,16,12.5,310,5,0,30.13,1019.6,10,"M","FEW","M","M","M",25000,"M","M","M","M","M","M","M","M","M","M",70,"KPHX 262151Z 31005KT 10SM FEW250 21/M09 A3013 RMK AO2 SLP196 T02111089 $"]
["PHX","2019-01-26T15:51:00",70,17.1,13.11,0,0,0,30.12,1019.2,10,"M","FEW","M","M","M",25000,"M","M","M","M","M","M","M","M","M","M",70,"KPHX 262251Z 00000KT 10SM FEW250 21/M08 A3012 RMK AO2 SLP192 T02111083 $"]
["PHX","2019-01-26T16:51:00",71.1,18,13.13,210,6,0,30.1,1018.7,10,"M","FEW","M","M","M",25000,"M","M","M","M","M","M","M","M","M","M",68.53,"KPHX 262351Z 21006KT 10SM FEW250 22/M08 A3010 RMK AO2 SLP187 T02171078 10222 20150 56017 $"]
["PHX","2019-01-26T17:51:00",66.9,19.9,16.45,230,5,0,30.09,1018.5,10,"M","FEW","FEW","M","M",25000,29000,"M","M","M","M","M","M","M","M","M",66.9,"KPHX 270051Z 23005KT 10SM FEW250 FEW290 19/M07 A3009 RMK AO2 SLP185 T01941067 $"]
["PHX","2019-01-26T18:51:00",64,23,20.75,240,4,0,30.11,1018.9,10,"M","FEW","FEW","M","M",25000,29000,"M","M","M","M","M","M","M","M","M",64,"KPHX 270151Z 24004KT 10SM FEW250 FEW290 18/M05 A3011 RMK AO2 SLP189 T01781050 $"]
["PHX","2019-01-26T19:51:00",63,21.9,20.52,"M",3,0,30.14,1020.1,10,"M","CLR","M","M","M","M","M","M","M","M","M","M","M","M","M","M",63,"KPHX 270251Z VRB03KT 10SM CLR 17/M06 A3014 RMK AO2 SLP201 T01721056 53012 $"]
["PHX","2019-01-26T20:51:00",57,27,31.43,240,3,0,30.15,1020.6,10,"M","CLR","M","M","M","M","M","M","M","M","M","M","M","M","M","M",57,"KPHX 270351Z 24003KT 10SM CLR 14/M03 A3015 RMK AO2 SLP206 T01391028 $"]
["PHX","2019-01-26T21:51:00",57,27,31.43,0,0,0,30.17,1021,10,"M","FEW","M","M","M",10000,"M","M","M","M","M","M","M","M","M","M",57,"KPHX 270451Z 00000KT 10SM FEW100 14/M03 A3017 RMK AO2 SLP210 T01391028 $"]
["PHX","2019-01-26T22:51:00",55,28,35.21,0,0,0,30.18,1021.2,10,"M","CLR","M","M","M","M","M","M","M","M","M","M","M","M","M","M",55,"KPHX 270551Z 00000KT 10SM CLR 13/M02 A3018 RMK AO2 SLP212 T01281022 10217 20117 51013 $"]
["PHX","2019-01-26T23:51:00",55.9,26.1,31.51,90,4,0,30.19,1021.7,10,"M","CLR","M","M","M","M","M","M","M","M","M","M","M","M","M","M",55.9,"KPHX 270651Z 09004KT 10SM CLR 13/M03 A3019 RMK AO2 SLP217 T01331033 402220050 $"]
["PHX","2019-01-27T00:51:00",54,26.1,33.77,240,3,0,30.2,1021.7,10,"M","FEW","M","M","M",25000,"M","M","M","M","M","M","M","M","M","M",54,"KPHX 270751Z 24003KT 10SM FEW250 12/M03 A3020 RMK AO2 SLP217 T01221033 $"]
["PHX","2019-01-27T01:51:00",48.9,30,47.85,210,4,0,30.2,1021.8,10,"M","SCT","M","M","M",25000,"M","M","M","M","M","M","M","M","M","M",47.16,"KPHX 270851Z 21004KT 10SM SCT250 09/M01 A3020 RMK AO2 SLP218 T00941011 51007 $"]
["PHX","2019-01-27T02:51:00",51.1,25,35.89,0,0,0,30.2,1021.7,10,"M","SCT","M","M","M",25000,"M","M","M","M","M","M","M","M","M","M",51.1,"KPHX 270951Z 00000KT 10SM SCT250 11/M04 A3020 RMK AO2 SLP217 T01061039 $"]
["PHX","2019-01-27T03:51:00",51.1,25,35.89,360,5,0,30.19,1021.4,10,"M","SCT","M","M","M",25000,"M","M","M","M","M","M","M","M","M","M",51.1,"KPHX 271051Z 36005KT 10SM SCT250 11/M04 A3019 RMK AO2 SLP214 T01061039 $"]
["PHX","2019-01-27T04:51:00",48,27,43.77,0,0,0,30.18,1021.4,10,"M","SCT","M","M","M",25000,"M","M","M","M","M","M","M","M","M","M",48,"KPHX 271151Z 00000KT 10SM SCT250 09/M03 A3018 RMK AO2 SLP214 T00891028 10139 20083 58004 $"]
["PHX","2019-01-27T05:51:00",46.9,28,47.54,140,5,0,30.18,1021.2,10,"M","FEW","M","M","M",25000,"M","M","M","M","M","M","M","M","M","M",44.09,"KPHX 271251Z 14005KT 10SM FEW250 08/M02 A3018 RMK AO2 SLP212 T00831022 $"]
["PHX","2019-01-27T06:51:00",46,27,47.2,80,7,0,30.18,1021.4,10,"M","SCT","M","M","M",25000,"M","M","M","M","M","M","M","M","M","M",41.84,"KPHX 271351Z 08007KT 10SM SCT250 08/M03 A3018 RMK AO2 SLP214 T00781028 $"]
["PHX","2019-01-27T07:51:00",45,28,51.08,0,0,0,30.18,1021.4,10,"M","OVC","M","M","M",25000,"M","M","M","M","M","M","M","M","M","M",45,"KPHX 271451Z 00000KT 10SM OVC250 07/M02 A3018 RMK AO2 SLP214 T00721022 56002 $"]
["PHX","2019-01-27T08:51:00",48.9,28,44.1,70,3,0,30.18,1021.6,10,"M","OVC","M","M","M",25000,"M","M","M","M","M","M","M","M","M","M",48.01,"KPHX 271551Z 07003KT 10SM OVC250 09/M02 A3018 RMK AO2 SLP216 T00941022 $"]
["PHX","2019-01-27T09:51:00",53.1,28,37.74,0,0,0,30.18,1021.6,10,"M","OVC","M","M","M",25000,"M","M","M","M","M","M","M","M","M","M",53.1,"KPHX 271651Z 00000KT 10SM OVC250 12/M02 A3018 RMK AO2 SLP216 T01171022 $"]
["PHX","2019-01-27T10:51:00",57.9,26.1,29.32,0,0,0,30.17,1021.1,10,"M","FEW","OVC","M","M",15000,25000,"M","M","M","M","M","M","M","M","M",57.9,"KPHX 271751Z 00000KT 10SM FEW150 OVC250 14/M03 A3017 RMK AO2 SLP211 T01441033 10144 20072 58001 $"]
["PHX","2019-01-27T11:51:00",62.1,23,22.18,290,4,0,30.15,1020.2,10,"M","FEW","BKN","M","M",15000,25000,"M","M","M","M","M","M","M","M","M",62.1,"KPHX 271851Z 29004KT 10SM FEW150 BKN250 17/M05 A3015 RMK AO2 SLP202 T01671050 $"]
["PHX","2019-01-27T12:51:00",64.9,23,20.11,"M",3,0,30.11,1018.7,10,"M","FEW","BKN","M","M",15000,25000,"M","M","M","M","M","M","M","M","M",64.9,"KPHX 271951Z VRB03KT 10SM FEW150 BKN250 18/M05 A3011 RMK AO2 SLP187 T01831050 $"]
["PHX","2019-01-27T13:51:00",68,21.9,17.24,250,3,0,30.06,1017,10,"M","FEW","BKN","M","M",15000,25000,"M","M","M","M","M","M","M","M","M",68,"KPHX 272051Z 25003KT 10SM FEW150 BKN250 20/M06 A3006 RMK AO2 SLP170 T02001056 58039 $"]
["PHX","2019-01-27T14:51:00",71.1,21,14.93,240,3,0,30.02,1015.7,10,"M","FEW","SCT","BKN","M",16000,23000,28000,"M","M","M","M","M","M","M","M",68.61,"KPHX 272151Z 24003KT 10SM FEW160 SCT230 BKN280 22/M06 A3002 RMK AO2 SLP157 T02171061 $"]
["PHX","2019-01-27T15:51:00",73,21,14,240,4,0,30,1014.9,10,"M","FEW","FEW","BKN","M",16000,23000,28000,"M","M","M","M","M","M","M","M",70.66,"KPHX 272251Z 24004KT 10SM FEW160 FEW230 BKN280 23/M06 A3000 RMK AO2 SLP149 T02281061 $"]
["PHX","2019-01-27T16:51:00",73,18,12.31,240,5,0,29.98,1014.3,10,"M","FEW","FEW","SCT","M",16000,23000,28000,"M","M","M","M","M","M","M","M",70.58,"KPHX 272351Z 24005KT 10SM FEW160 FEW230 SCT280 23/M08 A2998 RMK AO2 SLP143 T02281078 10228 20144 56025 $"]
["PHX","2019-01-27T17:51:00",70,19,14.23,270,4,0,29.97,1014.1,10,"M","FEW","FEW","SCT","M",16000,23000,28000,"M","M","M","M","M","M","M","M",70,"KPHX 280051Z 27004KT 10SM FEW160 FEW230 SCT280 21/M07 A2997 RMK AO2 SLP141 T02111072 $"]
["PHX","2019-01-27T18:51:00",63,26.1,24.46,220,4,0,29.97,1014.2,10,"M","FEW","SCT","M","M",16000,25000,"M","M","M","M","M","M","M","M","M",63,"KPHX 280151Z 22004KT 10SM FEW160 SCT250 17/M03 A2997 RMK AO2 SLP142 T01721033 $"]
["PHX","2019-01-27T19:51:00",60.1,28,29.31,240,5,0,29.97,1014.5,10,"M","FEW","M","M","M",25000,"M","M","M","M","M","M","M","M","M","M",60.1,"KPHX 280251Z 24005KT 10SM FEW250 16/M02 A2997 RMK AO2 SLP145 T01561022 55002 $"]
["PHX","2019-01-27T20:51:00",60.1,28,29.31,0,0,0,29.98,1014.5,10,"M","CLR","M","M","M","M","M","M","M","M","M","M","M","M","M","M",60.1,"KPHX 280351Z 00000KT 10SM CLR 16/M02 A2998 RMK AO2 SLP145 T01561022 $"]
["PHX","2019-01-27T21:51:00",57.9,28.9,32.9,0,0,0,29.97,1014.3,10,"M","CLR","M","M","M","M","M","M","M","M","M","M","M","M","M","M",57.9,"KPHX 280451Z 00000KT 10SM CLR 14/M02 A2997 RMK AO2 SLP143 T01441017 $"]
["PHX","2019-01-27T22:51:00",55,30.9,39.63,0,0,0,29.97,1014.2,10,"M","CLR","M","M","M","M","M","M","M","M","M","M","M","M","M","M",55,"KPHX 280551Z 00000KT 10SM CLR 13/M01 A2997 RMK AO2 SLP142 T01281006 10228 20128 58000 $"]
["PHX","2019-01-27T23:51:00",53.1,33.1,46.42,90,5,0,29.97,1014.1,10,"M","CLR","M","M","M","M","M","M","M","M","M","M","M","M","M","M",53.1,"KPHX 280651Z 09005KT 10SM CLR 12/01 A2997 RMK AO2 SLP141 T01170006 402280072 $"]
["PHX","2019-01-28T00:51:00",52,33.1,48.34,100,3,0,29.96,1013.9,10,"M","CLR","M","M","M","M","M","M","M","M","M","M","M","M","M","M",52,"KPHX 280751Z 10003KT 10SM CLR 11/01 A2996 RMK AO2 SLP139 T01110006 $"]
["PHX","2019-01-28T01:51:00",51.1,32,47.81,150,3,0,29.96,1013.7,10,"M","CLR","M","M","M","M","M","M","M","M","M","M","M","M","M","M",51.1,"KPHX 280851Z 15003KT 10SM CLR 11/00 A2996 RMK AO2 SLP137 T01060000 58004 $"]
["PHX","2019-01-28T02:51:00",51.1,32,47.81,0,0,0,29.96,1013.6,10,"M","CLR","M","M","M","M","M","M","M","M","M","M","M","M","M","M",51.1,"KPHX 280951Z 00000KT 10SM CLR 11/00 A2996 RMK AO2 SLP136 T01060000 $"]
["PHX","2019-01-28T03:51:00",48.9,32,51.89,120,4,0,29.95,1013.4,10,"M","CLR","M","M","M","M","M","M","M","M","M","M","M","M","M","M",47.16,"KPHX 281051Z 12004KT 10SM CLR 09/00 A2995 RMK AO2 SLP134 T00940000 $"]
["PHX","2019-01-28T04:51:00",48,32,53.67,110,4,0,29.94,1013,10,"M","CLR","M","M","M","M","M","M","M","M","M","M","M","M","M","M",46.1,"KPHX 281151Z 11004KT 10SM CLR 09/00 A2994 RMK AO2 SLP130 T00890000 10139 20083 58005 $"]
["PHX","2019-01-28T05:51:00",48,30.9,51.34,130,6,0,29.95,1013.4,10,"M","CLR","M","M","M","M","M","M","M","M","M","M","M","M","M","M",44.8,"KPHX 281251Z 13006KT 10SM CLR 09/M01 A2995 RMK AO2 SLP134 T00891006 $"]
["PHX","2019-01-28T06:51:00",46.9,30.9,53.5,110,4,0,29.97,1014.3,10,"M","FEW","M","M","M",25000,"M","M","M","M","M","M","M","M","M","M",44.82,"KPHX 281351Z 11004KT 10SM FEW250 08/M01 A2997 RMK AO2 SLP143 T00831006"]
["PHX","2019-01-28T07:51:00",46.9,30.9,53.5,100,5,0,29.99,1015,10,"M","FEW","M","M","M",25000,"M","M","M","M","M","M","M","M","M","M",44.09,"KPHX 281451Z 10005KT 10SM FEW250 08/M01 A2999 RMK AO2 SLP150 T00831006 53017"]
["PHX","2019-01-28T08:51:00",52,30.9,44.24,110,6,0,30,1015.5,10,"M","FEW","M","M","M",25000,"M","M","M","M","M","M","M","M","M","M",52,"KPHX 281551Z 11006KT 10SM FEW250 11/M01 A3000 RMK AO2 SLP155 T01111006"]
["PHX","2019-01-28T09:51:00",55,30,38.21,0,0,0,30.02,1015.9,10,"M","FEW","M","M","M",25000,"M","M","M","M","M","M","M","M","M","M",55,"KPHX 281651Z 00000KT 10SM FEW250 13/M01 A3002 RMK AO2 SLP159 T01281011"]
["PHX","2019-01-28T10:51:00",59,30,33.08,0,0,0,30.02,1015.9,10,"M","SCT","M","M","M",25000,"M","M","M","M","M","M","M","M","M","M",59,"KPHX 281751Z 00000KT 10SM SCT250 15/M01 A3002 RMK AO2 SLP159 T01501011 10150 20083 51009"]
["PHX","2019-01-28T11:51:00",63,30,28.7,0,0,0,30,1015,10,"M","BKN","M","M","M",25000,"M","M","M","M","M","M","M","M","M","M",63,"KPHX 281851Z 00000KT 10SM BKN250 17/M01 A3000 RMK AO2 SLP150 T01721011"]
["PHX","2019-01-28T12:51:00",66.9,28.9,23.95,60,5,0,29.97,1013.9,10,"M","SCT","M","M","M",25000,"M","M","M","M","M","M","M","M","M","M",66.9,"KPHX 281951Z 06005KT 10SM SCT250 19/M02 A2997 RMK AO2 SLP139 T01941017"]
["PHX","2019-01-28T13:51:00",68,27,21.33,0,0,0,29.94,1013,10,"M","BKN","M","M","M",25000,"M","M","M","M","M","M","M","M","M","M",68,"KPHX 282051Z 00000KT 10SM BKN250 20/M03 A2994 RMK AO2 SLP130 T02001028 57027"]
["PHX","2019-01-28T14:51:00",72,27,18.61,180,4,0,29.93,1012.6,10,"M","BKN","M","M","M",25000,"M","M","M","M","M","M","M","M","M","M",69.77,"KPHX 282151Z 18004KT 10SM BKN250 22/M03 A2993 RMK AO2 SLP126 T02221028"]
["PHX","2019-01-28T15:51:00",71.1,28,19.99,"M",5,0,29.93,1012.6,10,"M","BKN","M","M","M",25000,"M","M","M","M","M","M","M","M","M","M",68.85,"KPHX 282251Z VRB05KT 10SM BKN250 22/M02 A2993 RMK AO2 SLP126 T02171022"]
["PHX","2019-01-28T16:51:00",69.1,28,21.4,270,4,0,29.93,1012.7,10,"M","FEW","BKN","M","M",18000,25000,"M","M","M","M","M","M","M","M","M",69.1,"KPHX 282351Z 27004KT 10SM FEW180 BKN250 21/M02 A2993 RMK AO2 SLP127 T02061022 10222 20156 55003"]
["PHX","2019-01-28T17:51:00",68,27,21.33,300,4,0,29.93,1012.7,10,"M","FEW","BKN","M","M",18000,25000,"M","M","M","M","M","M","M","M","M",68,"KPHX 290051Z 30004KT 10SM FEW180 BKN250 20/M03 A2993 RMK AO2 SLP127 T02001028"]
["PHX","2019-01-28T18:51:00",64.9,33.1,30.44,0,0,0,29.94,1013.3,10,"M","FEW","BKN","M","M",18000,25000,"M","M","M","M","M","M","M","M","M",64.9,"KPHX 290151Z 00000KT 10SM FEW180 BKN250 18/01 A2994 RMK AO2 SLP133 T01830006"]
["PHX","2019-01-28T19:51:00",63,35.1,35.24,230,4,0,29.95,1013.7,10,"M","OVC","M","M","M",20000,"M","M","M","M","M","M","M","M","M","M",63,"KPHX 290251Z 23004KT 10SM OVC200 17/02 A2995 RMK AO2 SLP137 T01720017 53007"]
["PHX","2019-01-28T20:51:00",61,37,40.77,230,4,0,29.97,1014.2,10,"M","OVC","M","M","M",18000,"M","M","M","M","M","M","M","M","M","M",61,"KPHX 290351Z 23004KT 10SM OVC180 16/03 A2997 RMK AO2 SLP142 T01610028"]
["PHX","2019-01-28T21:51:00",61,35.1,37.81,240,4,0,29.97,1014,10,"M","BKN","OVC","M","M",18000,22000,"M","M","M","M","M","M","M","M","M",61,"KPHX 290451Z 24004KT 10SM BKN180 OVC220 16/02 A2997 RMK AO2 SLP140 T01610017"]
["PHX","2019-01-28T22:51:00",61,34,36.19,100,5,0,29.95,1013.5,10,"M","BKN","BKN","M","M",18000,22000,"M","M","M","M","M","M","M","M","M",61,"KPHX 290551Z 10005KT 10SM BKN180 BKN220 16/01 A2995 RMK AO2 SLP135 T01610011 10206 20150 50001"]
["PHX","2019-01-28T23:51:00",59,35.1,40.61,0,0,0,29.94,1013,10,"M","BKN","OVC","M","M",18000,22000,"M","M","M","M","M","M","M","M","M",59,"KPHX 290651Z 00000KT 10SM BKN180 OVC220 15/02 A2994 RMK AO2 SLP130 T01500017 402220083"]
["PHX","2019-01-29T00:51:00",57,37,47.04,0,0,0,29.96,1013.5,10,"M","BKN","BKN","M","M",18000,22000,"M","M","M","M","M","M","M","M","M",57,"KPHX 290751Z 00000KT 10SM BKN180 BKN220 14/03 A2996 RMK AO2 SLP135 T01390028"]
["PHX","2019-01-29T01:51:00",55.9,37,48.95,70,4,0,29.94,1013,10,"M","BKN","M","M","M",17000,"M","M","M","M","M","M","M","M","M","M",55.9,"KPHX 290851Z 07004KT 10SM BKN170 13/03 A2994 RMK AO2 SLP130 T01330028 57004"]
["PHX","2019-01-29T02:51:00",54,37,52.45,130,3,0,29.93,1012.7,10,"M","FEW","BKN","M","M",17000,25000,"M","M","M","M","M","M","M","M","M",54,"KPHX 290951Z 13003KT 10SM FEW170 BKN250 12/03 A2993 RMK AO2 SLP127 T01220028"]
["PHX","2019-01-29T03:51:00",54,37,52.45,0,0,0,29.93,1012.4,10,"M","BKN","M","M","M",25000,"M","M","M","M","M","M","M","M","M","M",54,"KPHX 291051Z 00000KT 10SM BKN250 12/03 A2993 RMK AO2 SLP124 T01220028"]
["PHX","2019-01-29T04:51:00",53.1,37.9,56.17,0,0,0,29.92,1012.4,10,"M","BKN","BKN","M","M",19000,25000,"M","M","M","M","M","M","M","M","M",53.1,"KPHX 291151Z 00000KT 10SM BKN190 BKN250 12/03 A2992 RMK AO2 SLP124 T01170033 10161 20117 56006"]
["PHX","2019-01-29T05:51:00",53.1,37,54.21,100,7,0,29.92,1012.2,10,"M","BKN","OVC","M","M",19000,23000,"M","M","M","M","M","M","M","M","M",53.1,"KPHX 291251Z 10007KT 10SM BKN190 OVC230 12/03 A2992 RMK AO2 SLP122 T01170028"]
["PHX","2019-01-29T06:51:00",52,37,56.45,80,5,0,29.93,1012.6,10,"M","BKN","BKN","OVC","M",19000,23000,25000,"M","M","M","M","M","M","M","M",52,"KPHX 291351Z 08005KT 10SM BKN190 BKN230 OVC250 11/03 A2993 RMK AO2 SLP126 T01110028"]
["PHX","2019-01-29T07:51:00",52,37,56.45,100,4,0,29.93,1012.7,10,"M","SCT","BKN","BKN","M",17000,22000,25000,"M","M","M","M","M","M","M","M",52,"KPHX 291451Z 10004KT 10SM SCT170 BKN220 BKN250 11/03 A2993 RMK AO2 SLP127 T01110028 53001"]
["PHX","2019-01-29T08:51:00",57,35.1,43.63,120,7,0,29.94,1012.9,10,"M","FEW","FEW","SCT","M",17000,22000,25000,"M","M","M","M","M","M","M","M",57,"KPHX 291551Z 12007KT 10SM FEW170 FEW220 SCT250 14/02 A2994 RMK AO2 SLP129 T01390017 PNO $"]
["PHX","2019-01-29T09:51:00",62.1,34,34.81,110,6,0,29.94,1013,10,"M","FEW","BKN","BKN","M",17000,22000,25000,"M","M","M","M","M","M","M","M",62.1,"KPHX 291651Z 11006KT 10SM FEW170 BKN220 BKN250 17/01 A2994 RMK AO2 SLP130 T01670011 PNO $"]
["PHX","2019-01-29T10:51:00",64.9,30.9,27.85,130,6,0,29.94,1013,10,"M","FEW","BKN","BKN","M",17000,22000,25000,"M","M","M","M","M","M","M","M",64.9,"KPHX 291751Z 13006KT 10SM FEW170 BKN220 BKN250 18/M01 A2994 RMK AO2 SLP130 T01831006 50004"]
["PHX","2019-01-29T11:51:00",68,30.9,25.02,110,4,0,29.93,1012.6,10,"M","SCT","BKN","BKN","M",15000,17000,21000,"M","M","M","M","M","M","M","M",68,"KPHX 291851Z 11004KT 10SM SCT150 BKN170 BKN210 20/M01 A2993 RMK AO2 SLP126 T02001006"]
["PHX","2019-01-29T12:51:00",68,28,22.23,"M",3,0,29.91,1011.8,10,"M","BKN","BKN","BKN","M",15000,18000,21000,"M","M","M","M","M","M","M","M",68,"KPHX 291951Z VRB03KT 10SM BKN150 BKN180 BKN210 20/M02 A2991 RMK AO2 SLP118 T02001022"]
["PHX","2019-01-29T13:51:00",70,28,20.75,130,3,0,29.87,1010.5,10,"M","BKN","BKN","BKN","M",15000,18000,21000,"M","M","M","M","M","M","M","M",70,"KPHX 292051Z 13003KT 10SM BKN150 BKN180 BKN210 21/M02 A2987 RMK AO2 SLP105 T02111022 58024"]
["PHX","2019-01-29T14:51:00",71.1,27,19.18,0,0,0,29.85,1010,10,"M","BKN","BKN","BKN","M",15000,18000,21000,"M","M","M","M","M","M","M","M",68.81,"KPHX 292151Z 00000KT 10SM BKN150 BKN180 BKN210 22/M03 A2985 RMK AO2 SLP100 T02171028"]
["PHX","2019-01-29T15:51:00",71.1,27,19.18,0,0,0,29.84,1009.6,10,"M","SCT","BKN","BKN","M",15000,21000,25000,"M","M","M","M","M","M","M","M",68.81,"KPHX 292251Z 00000KT 10SM SCT150 BKN210 BKN250 22/M03 A2984 RMK AO2 SLP096 T02171028"]
["PHX","2019-01-29T16:51:00",70,27,19.92,230,6,0,29.84,1009.4,10,"M","SCT","BKN","BKN","M",15000,21000,25000,"M","M","M","M","M","M","M","M",70,"KPHX 292351Z 23006KT 10SM SCT150 BKN210 BKN250 21/M03 A2984 RMK AO2 SLP094 T02111028 10217 20189 56010"]
["PHX","2019-01-29T17:51:00",68,28,22.23,0,0,0,29.82,1009,10,"M","BKN","BKN","BKN","M",15000,21000,25000,"M","M","M","M","M","M","M","M",68,"KPHX 300051Z 00000KT 10SM BKN150 BKN210 BKN250 20/M02 A2982 RMK AO2 SLP090 T02001022"]
["PHX","2019-01-29T18:51:00",64.9,32,29.12,240,3,0,29.83,1009.3,10,"M","BKN","BKN","BKN","M",15000,17000,24000,"M","M","M","M","M","M","M","M",64.9,"KPHX 300151Z 24003KT 10SM BKN150 BKN170 BKN240 18/00 A2983 RMK AO2 SLP093 T01830000"]
["PHX","2019-01-29T19:51:00",64,30.9,28.74,0,0,0,29.84,1009.7,10,"M","BKN","BKN","BKN","M",15000,17000,24000,"M","M","M","M","M","M","M","M",64,"KPHX 300251Z 00000KT 10SM BKN150 BKN170 BKN240 18/M01 A2984 RMK AO2 SLP097 T01781006 55000"]
["PHX","2019-01-29T20:51:00",63,32,31.12,0,0,0,29.84,1009.7,10,"M","BKN","BKN","M","M",15000,24000,"M","M","M","M","M","M","M","M","M",63,"KPHX 300351Z 00000KT 10SM BKN150 BKN240 17/00 A2984 RMK AO2 SLP097 T01720000"]
["PHX","2019-01-29T21:51:00",59,36,42.08,210,3,0,29.86,1010.1,10,"M","BKN","BKN","M","M",15000,24000,"M","M","M","M","M","M","M","M","M",59,"KPHX 300451Z 21003KT 10SM BKN150 BKN240 15/02 A2986 RMK AO2 SLP101 T01500022"]
["PHX","2019-01-29T22:51:00",61,33.1,34.91,320,3,0,29.86,1010.3,10,"M","BKN","BKN","M","M",15000,24000,"M","M","M","M","M","M","M","M","M",61,"KPHX 300551Z 32003KT 10SM BKN150 BKN240 16/01 A2986 RMK AO2 SLP103 T01610006 10211 20150 53008"]
["PHX","2019-01-29T23:51:00",59,34,38.87,0,0,0,29.86,1010.2,10,"M","BKN","OVC","M","M",14000,24000,"M","M","M","M","M","M","M","M","M",59,"KPHX 300651Z 00000KT 10SM BKN140 OVC240 15/01 A2986 RMK AO2 SLP102 T01500011 402170067"]
["PHX","2019-01-30T00:51:00",57.9,36,43.78,80,4,0,29.86,1010.2,10,"M","BKN","OVC","M","M",14000,24000,"M","M","M","M","M","M","M","M","M",57.9,"KPHX 300751Z 08004KT 10SM BKN140 OVC240 14/02 A2986 RMK AO2 SLP102 T01440022"]
["PHX","2019-01-30T01:51:00",57.9,36,43.78,80,4,0,29.86,1010.1,10,"M","BKN","OVC","M","M",14000,20000,"M","M","M","M","M","M","M","M","M",57.9,"KPHX 300851Z 08004KT 10SM BKN140 OVC200 14/02 A2986 RMK AO2 SLP101 T01440022 55001"]
["PHX","2019-01-30T02:51:00",57,37.9,48.73,0,0,0,29.87,1010.3,10,"M","BKN","OVC","M","M",17000,20000,"M","M","M","M","M","M","M","M","M",57,"KPHX 300951Z 00000KT 10SM BKN170 OVC200 14/03 A2987 RMK AO2 SLP103 T01390033"]
["PHX","2019-01-30T03:51:00",57,37,47.04,80,4,0,29.86,1010.1,10,"M","SCT","BKN","OVC","M",15000,17000,20000,"M","M","M","M","M","M","M","M",57,"KPHX 301051Z 08004KT 10SM SCT150 BKN170 OVC200 14/03 A2986 RMK AO2 SLP101 T01390028"]
["PHX","2019-01-30T04:51:00",57,37,47.04,100,5,0,29.86,1010,10,"M","BKN","OVC","M","M",14000,20000,"M","M","M","M","M","M","M","M","M",57,"KPHX 301151Z 10005KT 10SM BKN140 OVC200 14/03 A2986 RMK AO2 SLP100 7//// T01390028 10167 20128 58001"]
["PHX","2019-01-30T05:51:00",55.9,37.9,50.71,120,7,0,29.87,1010.4,10,"M","BKN","OVC","M","M",14000,20000,"M","M","M","M","M","M","M","M","M",55.9,"KPHX 301251Z 12007KT 10SM BKN140 OVC200 13/03 A2987 RMK AO2 SLP104 T01330033"]
["PHX","2019-01-30T06:51:00",55.9,37.9,50.71,180,6,0,29.87,1010.6,10,"M","BKN","BKN","M","M",13000,20000,"M","M","M","M","M","M","M","M","M",55.9,"KPHX 301351Z 18006KT 10SM BKN130 BKN200 13/03 A2987 RMK AO2 SLP106 T01330033"]
["PHX","2019-01-30T07:51:00",55.9,37,48.95,120,5,0,29.89,1011.2,10,"M","SCT","BKN","BKN","M",13000,15000,20000,"M","M","M","M","M","M","M","M",55.9,"KPHX 301451Z 12005KT 10SM SCT130 BKN150 BKN200 13/03 A2989 RMK AO2 SLP112 VIRGA DSNT N-E T01330028 53010"]
["PHX","2019-01-30T08:51:00",59,35.1,40.61,130,5,0,29.91,1012,10,"M","BKN","BKN","BKN","M",13000,15000,20000,"M","M","M","M","M","M","M","M",59,"KPHX 301551Z 13005KT 10SM BKN130 BKN150 BKN200 15/02 A2991 RMK AO2 SLP120 T01500017"]
["PHX","2019-01-30T09:51:00",62.1,34,34.81,110,5,0,29.92,1012.4,10,"M","SCT","BKN","M","M",13000,15000,"M","M","M","M","M","M","M","M","M",62.1,"KPHX 301651Z 11005KT 10SM SCT130 BKN150 17/01 A2992 RMK AO2 SLP124 T01670011"]
["PHX","2019-01-30T10:51:00",64.9,33.1,30.44,80,6,0,29.93,1012.7,10,"M","SCT","BKN","BKN","M",13000,15000,25000,"M","M","M","M","M","M","M","M",64.9,"KPHX 301751Z 08006KT 10SM SCT130 BKN150 BKN250 18/01 A2993 RMK AO2 SLP127 T01830006 10189 20133 51016"]
["PHX","2019-01-30T11:51:00",66.9,32,27.17,90,3,0,29.92,1012.3,10,"M","FEW","BKN","BKN","M",13000,15000,25000,"M","M","M","M","M","M","M","M",66.9,"KPHX 301851Z 09003KT 10SM FEW130 BKN150 BKN250 19/00 A2992 RMK AO2 SLP123 T01940000"]
["PHX","2019-01-30T12:51:00",69.1,30.9,24.09,0,0,0,29.89,1011.2,10,"M","FEW","BKN","BKN","M",12000,14000,25000,"M","M","M","M","M","M","M","M",69.1,"KPHX 301951Z 00000KT 10SM FEW120 BKN140 BKN250 21/M01 A2989 RMK AO2 SLP112 T02061006"]
["PHX","2019-01-30T13:51:00",72,30,21.04,0,0,0,29.87,1010.3,10,"M","SCT","BKN","BKN","M",12000,14000,25000,"M","M","M","M","M","M","M","M",69.89,"KPHX 302051Z 00000KT 10SM SCT120 BKN140 BKN250 22/M01 A2987 RMK AO2 SLP103 T02221011 58022"]
["PHX","2019-01-30T14:51:00",72,30,21.04,310,4,0,29.85,1009.7,10,"M","SCT","BKN","BKN","M",12000,14000,25000,"M","M","M","M","M","M","M","M",69.89,"KPHX 302151Z 31004KT 10SM SCT120 BKN140 BKN250 22/M01 A2985 RMK AO2 SLP097 T02221011"]
["PHX","2019-01-30T15:51:00",73,30,20.34,190,3,0,29.84,1009.5,10,"M","SCT","BKN","BKN","M",12000,14000,25000,"M","M","M","M","M","M","M","M",70.96,"KPHX 302251Z 19003KT 10SM SCT120 BKN140 BKN250 23/M01 A2984 RMK AO2 SLP095 T02281011"]
["PHX","2019-01-30T16:51:00",72,30,21.04,0,0,0,29.84,1009.5,10,"M","SCT","BKN","BKN","M",12000,14000,25000,"M","M","M","M","M","M","M","M",69.89,"KPHX 302351Z 00000KT 10SM SCT120 BKN140 BKN250 22/M01 A2984 RMK AO2 SLP095 T02221011 10233 20183 56008"]
["PHX","2019-01-30T17:51:00",71.1,30.9,22.5,230,3,0,29.84,1009.5,10,"M","FEW","BKN","BKN","M",12000,14000,25000,"M","M","M","M","M","M","M","M",68.97,"KPHX 310051Z 23003KT 10SM FEW120 BKN140 BKN250 22/M01 A2984 RMK AO2 SLP095 T02171006"]
["PHX","2019-01-30T18:51:00",68,34,28.34,240,3,0,29.85,1009.8,10,"M","BKN","BKN","M","M",14000,25000,"M","M","M","M","M","M","M","M","M",68,"KPHX 310151Z 24003KT 10SM BKN140 BKN250 20/01 A2985 RMK AO2 SLP098 T02000011"]
["PHX","2019-01-30T19:51:00",66,36,32.88,220,4,0,29.86,1010.2,10,"M","FEW","SCT","BKN","M",11000,13000,15000,"M","M","M","M","M","M","M","M",66,"KPHX 310251Z 22004KT 10SM FEW110 SCT130 BKN150 19/02 A2986 RMK AO2 SLP102 T01890022 53006"]
["PHX","2019-01-30T20:51:00",64,37,36.68,230,5,0,29.87,1010.4,10,"M","BKN","BKN","M","M",13000,15000,"M","M","M","M","M","M","M","M","M",64,"KPHX 310351Z 23005KT 10SM BKN130 BKN150 18/03 A2987 RMK AO2 SLP104 T01780028"]
["PHX","2019-01-30T21:51:00",62.1,37,39.21,270,4,0,29.88,1010.8,10,"M","SCT","BKN","M","M",13000,15000,"M","M","M","M","M","M","M","M","M",62.1,"KPHX 310451Z 27004KT 10SM SCT130 BKN150 17/03 A2988 RMK AO2 SLP108 T01670028"]
["PHX","2019-01-30T22:51:00",64,36,35.26,"M",4,0,29.89,1011.2,10,"M","SCT","BKN","M","M",13000,15000,"M","M","M","M","M","M","M","M","M",64,"KPHX 310551Z VRB04KT 10SM SCT130 BKN150 18/02 A2989 RMK AO2 SLP112 T01780022 10222 20161 53010"]
["PHX","2019-01-30T23:51:00",61,37.9,42.24,0,0,0,29.9,1011.4,10,"M","BKN","OVC","M","M",13000,15000,"M","M","M","M","M","M","M","M","M",61,"KPHX 310651Z 00000KT 10SM BKN130 OVC150 16/03 A2990 RMK AO2 SLP114 T01610033 402330128"]
["PHX","2019-01-31T00:51:00",60.1,37.9,43.61,90,3,0,29.9,1011.5,10,"M","BKN","M","M","M",15000,"M","M","M","M","M","M","M","M","M","M",60.1,"KPHX 310751Z 09003KT 10SM BKN150 16/03 A2990 RMK AO2 SLP115 T01560033"]
["PHX","2019-01-31T01:51:00",57.9,39,49.26,120,3,0,29.91,1011.7,10,"M","SCT","M","M","M",15000,"M","M","M","M","M","M","M","M","M","M",57.9,"KPHX 310851Z 12003KT 10SM SCT150 14/04 A2991 RMK AO2 SLP117 T01440039 51005"]
["PHX","2019-01-31T02:51:00",57,37.9,48.73,90,4,0,29.92,1012.2,10,"M","FEW","M","M","M",15000,"M","M","M","M","M","M","M","M","M","M",57,"KPHX 310951Z 09004KT 10SM FEW150 14/03 A2992 RMK AO2 SLP122 T01390033"]
["PHX","2019-01-31T03:51:00",53.1,37,54.21,120,3,0,29.93,1012.7,10,"M","SCT","M","M","M",15000,"M","M","M","M","M","M","M","M","M","M",53.1,"KPHX 311051Z 12003KT 10SM SCT150 12/03 A2993 RMK AO2 SLP127 T01170028"]
["PHX","2019-01-31T04:51:00",53.1,37.9,56.17,110,4,0,29.93,1012.5,10,"M","FEW","M","M","M",17000,"M","M","M","M","M","M","M","M","M","M",53.1,"KPHX 311151Z 11004KT 10SM FEW170 12/03 A2993 RMK AO2 SLP125 T01170033 10183 20117 50007"]
["PHX","2019-01-31T05:51:00",52,39,61.06,90,6,0,29.93,1012.6,10,"M","CLR","M","M","M","M","M","M","M","M","M","M","M","M","M","M",52,"KPHX 311251Z 09006KT 10SM CLR 11/04 A2993 RMK AO2 SLP126 T01110039"]
["PHX","2019-01-31T06:51:00",51.1,39,63.12,80,6,0,29.95,1013.3,10,"M","SCT","M","M","M",25000,"M","M","M","M","M","M","M","M","M","M",51.1,"KPHX 311351Z 08006KT 10SM SCT250 11/04 A2995 RMK AO2 SLP133 T01060039"]
["PHX","2019-01-31T07:51:00",52,37.9,58.48,100,8,0,29.96,1013.8,10,"M","FEW","BKN","M","M",12000,25000,"M","M","M","M","M","M","M","M","M",52,"KPHX 311451Z 10008KT 10SM FEW120 BKN250 11/03 A2996 RMK AO2 SLP138 T01110033 53012 $"]
["PHX","2019-01-31T08:51:00",57,37.9,48.73,110,6,0,29.99,1014.5,10,"M","FEW","BKN","M","M",12000,25000,"M","M","M","M","M","M","M","M","M",57,"KPHX 311551Z 11006KT 10SM FEW120 BKN250 14/03 A2999 RMK AO2 SLP145 T01390033 $"]
["PHX","2019-01-31T09:51:00",62.1,36,37.69,100,7,0,29.99,1014.5,10,"M","FEW","FEW","BKN","M",12000,22000,25000,"M","M","M","M","M","M","M","M",62.1,"KPHX 311651Z 10007KT 10SM FEW120 FEW220 BKN250 17/02 A2999 RMK AO2 SLP145 T01670022 $"]
["PHX","2019-01-31T10:51:00",63,37,37.99,120,7,0,29.99,1014.7,10,"M","FEW","BKN","BKN","M",12000,22000,25000,"M","M","M","M","M","M","M","M",63,"KPHX 311751Z 12007KT 10SM FEW120 BKN220 BKN250 17/03 A2999 RMK AO2 SLP147 T01720028 10172 20106 51010"]
["PHX","2019-01-31T11:51:00",64.9,36,34.17,140,5,0,29.99,1014.6,10,"M","FEW","BKN","BKN","M",12000,22000,25000,"M","M","M","M","M","M","M","M",64.9,"KPHX 311851Z 14005KT 10SM FEW120 BKN220 BKN250 18/02 A2999 RMK AO2 SLP146 T01830022"]
["PHX","2019-01-31T12:51:00",70,37,29.81,130,4,0,29.96,1013.3,10,"M","FEW","SCT","BKN","M",12000,22000,25000,"M","M","M","M","M","M","M","M",70,"KPHX 311951Z 13004KT 10SM FEW120 SCT220 BKN250 21/03 A2996 RMK AO2 SLP133 T02110028"]
["PHX","2019-01-31T13:51:00",70,35.1,27.65,90,3,0,29.93,1012.4,10,"M","FEW","SCT","BKN","M",12000,22000,25000,"M","M","M","M","M","M","M","M",70,"KPHX 312051Z 09003KT 10SM FEW120 SCT220 BKN250 21/02 A2993 RMK AO2 SLP124 T02110017 58022"]
["PHX","2019-01-31T14:51:00",71.1,35.1,26.63,0,0,0,29.92,1012.1,10,"M","SCT","SCT","BKN","M",12000,22000,25000,"M","M","M","M","M","M","M","M",69.16,"KPHX 312151Z 00000KT 10SM SCT120 SCT220 BKN250 22/02 A2992 RMK AO2 SLP121 T02170017"]
["PHX","2019-01-31T15:51:00",71.1,34,25.49,50,3,0,29.9,1011.7,10,"M","FEW","BKN","BKN","M",15000,23000,25000,"M","M","M","M","M","M","M","M",69.11,"KPHX 312251Z 05003KT 10SM FEW150 BKN230 BKN250 22/01 A2990 RMK AO2 SLP117 T02170011"]
["PHX","2019-01-31T16:51:00",72,34,24.72,0,0,0,29.9,1011.4,10,"M","SCT","SCT","BKN","M",15000,23000,25000,"M","M","M","M","M","M","M","M",70.06,"KPHX 312351Z 00000KT 10SM SCT150 SCT230 BKN250 22/01 A2990 RMK AO2 SLP114 T02220011 10228 20172 56010"]
["PHX","2019-01-31T17:51:00",71.1,35.1,26.63,10,6,0,29.89,1011.2,10,"M","FEW","SCT","BKN","M",12000,15000,23000,"M","M","M","M","M","M","M","M",69.16,"KPHX 010051Z 01006KT 10SM FEW120 SCT150 BKN230 22/02 A2989 RMK AO2 SLP112 T02170017"]
["PHX","2019-01-31T18:51:00",69.1,35.1,28.51,60,4,0,29.89,1011.3,10,"M","BKN","BKN","M","M",12000,23000,"M","M","M","M","M","M","M","M","M",69.1,"KPHX 010151Z 06004KT 10SM BKN120 BKN230 21/02 A2989 RMK AO2 SLP113 T02060017"]
["PHX","2019-01-31T19:51:00",64.9,37,35.54,0,0,0,29.89,1011.3,10,"M","BKN","M","M","M",12000,"M","M","M","M","M","M","M","M","M","M",64.9,"KPHX 010251Z 00000KT 10SM BKN120 18/03 A2989 RMK AO2 SLP113 T01830028 55002"]
["PHX","2019-01-31T20:51:00",63,39,41.09,0,0,0,29.9,1011.5,10,"M","BKN","BKN","M","M",12000,23000,"M","M","M","M","M","M","M","M","M",63,"KPHX 010351Z 00000KT 10SM BKN120 BKN230 17/04 A2990 RMK AO2 SLP115 T01720039"]
["PHX","2019-01-31T21:51:00",63,39,41.09,230,3,0,29.91,1011.8,10,"M","BKN","M","M","M",12000,"M","M","M","M","M","M","M","M","M","M",63,"KPHX 010451Z 23003KT 10SM BKN120 17/04 A2991 RMK AO2 SLP118 T01720039"]
["PHX","2019-01-31T22:51:00",63,39.9,42.56,0,0,0,29.92,1012.1,10,"M","SCT","BKN","M","M",9500,12000,"M","M","M","M","M","M","M","M","M",63,"KPHX 010551Z 00000KT 10SM SCT095 BKN120 17/04 A2992 RMK AO2 SLP121 T01720044 10228 20156 53008 $"]
["PHX","2019-01-31T23:51:00",62.1,41,45.84,0,0,0,29.92,1012.2,10,"M","SCT","OVC","M","M",7500,10000,"M","M","M","M","M","M","M","M","M",62.1,"KPHX 010651Z 00000KT 10SM SCT075 OVC100 17/05 A2992 RMK AO2 SLP122 T01670050 402280106 $"]
["PHX","2019-02-01T00:51:00",63,37.9,39.36,70,3,0,29.93,1012.3,10,"M","SCT","OVC","M","M",7500,10000,"M","M","M","M","M","M","M","M","M",63,"KPHX 010751Z 07003KT 10SM SCT075 OVC100 17/03 A2993 RMK AO2 SLP123 T01720033 $"]
["PHX","2019-02-01T01:51:00",60.1,42.1,51.35,0,0,0,29.93,1012.6,10,"M","SCT","BKN","OVC","M",7500,9000,11000,"M","M","M","M","M","M","M","M",60.1,"KPHX 010851Z 00000KT 10SM SCT075 BKN090 OVC110 16/06 A2993 RMK AO2 SLP126 T01560056 51005 $"]
["PHX","2019-02-01T02:51:00",61,43,51.48,0,0,0,29.93,1012.5,10,"M","FEW","SCT","OVC","M",5500,7000,9500,"M","M","M","M","M","M","M","M",61,"KPHX 010951Z 00000KT 10SM FEW055 SCT070 OVC095 16/06 A2993 RMK AO2 SLP125 T01610061 $"]
["PHX","2019-02-01T03:51:00",59,43,55.28,240,6,0,29.93,1012.6,10,"M","FEW","BKN","BKN","M",5500,8500,10000,"M","M","M","M","M","M","M","M",59,"KPHX 011051Z 24006KT 10SM FEW055 BKN085 BKN100 15/06 A2993 RMK AO2 SLP126 T01500061 $"]
["PHX","2019-02-01T04:51:00",55.9,42.1,59.71,220,5,0,29.94,1012.9,10,"M","SCT","BKN","M","M",9000,11000,"M","M","M","M","M","M","M","M","M",55.9,"KPHX 011151Z 22005KT 10SM SCT090 BKN110 13/06 A2994 RMK AO2 SLP129 T01330056 10172 20133 53003 $"]
["PHX","2019-02-01T05:51:00",57,39.9,52.7,150,5,0,29.95,1013.1,10,"M","SCT","BKN","M","M",9000,11000,"M","M","M","M","M","M","M","M","M",57,"KPHX 011251Z 15005KT 10SM SCT090 BKN110 14/04 A2995 RMK AO2 SLP131 T01390044 $"]
["PHX","2019-02-01T06:51:00",55,41,59.13,100,4,0,29.95,1013.4,10,"M","SCT","SCT","M","M",9000,11000,"M","M","M","M","M","M","M","M","M",55,"KPHX 011351Z 10004KT 10SM SCT090 SCT110 13/05 A2995 RMK AO2 SLP134 T01280050"]
["PHX","2019-02-01T07:51:00",54,41,61.32,120,9,0,29.98,1014.2,10,"M","SCT","SCT","M","M",9000,11000,"M","M","M","M","M","M","M","M","M",54,"KPHX 011451Z 12009KT 10SM SCT090 SCT110 12/05 A2998 RMK AO2 SLP142 T01220050 53011"]
["PHX","2019-02-01T08:51:00",59,39.9,49.04,110,6,0,29.99,1014.8,10,"M","FEW","FEW","M","M",10000,20000,"M","M","M","M","M","M","M","M","M",59,"KPHX 011551Z 11006KT 10SM FEW100 FEW200 15/04 A2999 RMK AO2 SLP148 T01500044"]
["PHX","2019-02-01T09:51:00",63,39.9,42.56,120,8,0,30.01,1015.2,10,"M","FEW","FEW","M","M",10000,15000,"M","M","M","M","M","M","M","M","M",63,"KPHX 011651Z 12008KT 10SM FEW100 FEW150 17/04 A3001 RMK AO2 SLP152 T01720044"]
["PHX","2019-02-01T10:51:00",66.9,42.1,40.45,170,8,0,30.02,1015.6,10,"M","FEW","FEW","FEW","M",4000,10000,15000,"M","M","M","M","M","M","M","M",66.9,"KPHX 011751Z 17008KT 10SM FEW040 FEW100 FEW150 19/06 A3002 RMK AO2 SLP156 T01940056 10194 20122 51015"]
["PHX","2019-02-01T11:51:00",68,41,37.32,40,3,0,30,1014.9,10,"M","FEW","FEW","M","M",4000,10000,"M","M","M","M","M","M","M","M","M",68,"KPHX 011851Z 04003KT 10SM FEW040 FEW100 20/05 A3000 RMK AO2 SLP149 T02000050"]
["PHX","2019-02-01T12:51:00",69.1,42.1,37.5,290,6,0,29.97,1013.9,10,"M","FEW","FEW","M","M",5000,10000,"M","M","M","M","M","M","M","M","M",69.1,"KPHX 011951Z 29006KT 10SM FEW050 FEW100 21/06 A2997 RMK AO2 SLP139 T02060056"]
["PHX","2019-02-01T13:51:00",72,41,32.56,230,6,0,29.94,1012.8,10,"M","FEW","FEW","M","M",5000,10000,"M","M","M","M","M","M","M","M","M",70.43,"KPHX 012051Z 23006KT 10SM FEW050 FEW100 22/05 A2994 RMK AO2 SLP128 T02220050 58025"]
["PHX","2019-02-01T14:51:00",75,43,31.79,170,4,0,29.92,1012.2,10,"M","FEW","SCT","M","M",8000,25000,"M","M","M","M","M","M","M","M","M",73.69,"KPHX 012151Z 17004KT 10SM FEW080 SCT250 24/06 A2992 RMK AO2 SLP122 T02390061"]
["PHX","2019-02-01T15:51:00",73.9,44.1,34.4,180,7,0,29.92,1011.9,10,"M","FEW","SCT","M","M",8000,25000,"M","M","M","M","M","M","M","M","M",72.61,"KPHX 012251Z 18007KT 10SM FEW080 SCT250 23/07 A2992 RMK AO2 SLP119 T02330067"]
["PHX","2019-02-01T16:51:00",73,43,34,210,5,0,29.91,1011.8,10,"M","FEW","BKN","BKN","M",8000,25000,29000,"M","M","M","M","M","M","M","M",71.6,"KPHX 012351Z 21005KT 10SM FEW080 BKN250 BKN290 23/06 A2991 RMK AO2 SLP118 T02280061 10239 20189 56010"]
["PHX","2019-02-01T17:51:00",70,44.1,39.26,200,5,0,29.91,1011.9,10,"M","FEW","SCT","SCT","BKN",10000,21000,25000,29000,"M","M","M","M","M","M","M",70,"KPHX 020051Z 20005KT 10SM FEW100 SCT210 SCT250 BKN290 21/07 A2991 RMK AO2 SLP119 T02110067"]
["PHX","2019-02-01T18:51:00",68,44.1,42.04,190,3,0,29.93,1012.4,10,"M","SCT","SCT","BKN","M",21000,25000,29000,"M","M","M","M","M","M","M","M",68,"KPHX 020151Z 19003KT 10SM SCT210 SCT250 BKN290 20/07 A2993 RMK AO2 SLP124 T02000067"]
["PHX","2019-02-01T19:51:00",66,44.1,45.05,170,3,0,29.94,1013.2,10,"M","BKN","M","M","M",25000,"M","M","M","M","M","M","M","M","M","M",66,"KPHX 020251Z 17003KT 10SM BKN250 19/07 A2994 RMK AO2 SLP132 T01890067 53011"]
["PHX","2019-02-01T20:51:00",64,44.1,48.31,0,0,0,29.95,1013.4,10,"M","BKN","M","M","M",25000,"M","M","M","M","M","M","M","M","M","M",64,"KPHX 020351Z 00000KT 10SM BKN250 18/07 A2995 RMK AO2 SLP134 T01780067"]
["PHX","2019-02-01T21:51:00",62.1,44.1,51.64,0,0,0,29.96,1013.7,10,"M","BKN","M","M","M",25000,"M","M","M","M","M","M","M","M","M","M",62.1,"KPHX 020451Z 00000KT 10SM BKN250 17/07 A2996 RMK AO2 SLP137 T01670067"]
["PHX","2019-02-01T22:51:00",62.1,45,53.45,80,4,0,29.97,1013.7,10,"M","FEW","SCT","BKN","M",8000,21000,25000,"M","M","M","M","M","M","M","M",62.1,"KPHX 020551Z 08004KT 10SM FEW080 SCT210 BKN250 17/07 A2997 RMK AO2 SLP137 T01670072 10228 20161 51007"]
["PHX","2019-02-01T23:51:00",59,45,59.67,0,0,0,29.98,1014.3,10,"M","FEW","SCT","BKN","M",8000,20000,25000,"M","M","M","M","M","M","M","M",59,"KPHX 020651Z 00000KT 10SM FEW080 SCT200 BKN250 15/07 A2998 RMK AO2 SLP143 T01500072 402390122"]
["PHX","2019-02-02T00:51:00",59,45,59.67,80,5,0,29.97,1013.7,10,"M","SCT","SCT","M","M",8000,20000,"M","M","M","M","M","M","M","M","M",59,"KPHX 020751Z 08005KT 10SM SCT080 SCT200 15/07 A2997 RMK AO2 SLP137 T01500072"]
["PHX","2019-02-02T01:51:00",57.9,46,64.47,100,4,0,29.98,1014.1,10,"M","FEW","OVC","M","M",6500,8000,"M","M","M","M","M","M","M","M","M",57.9,"KPHX 020851Z 10004KT 10SM FEW065 OVC080 14/08 A2998 RMK AO2 SLP141 T01440078 51003"]
["PHX","2019-02-02T02:51:00",57.9,46,64.47,90,5,0,29.98,1014.2,10,"M","SCT","BKN","OVC","M",6500,7500,9000,"M","M","M","M","M","M","M","M",57.9,"KPHX 020951Z 09005KT 10SM SCT065 BKN075 OVC090 14/08 A2998 RMK AO2 SLP142 T01440078"]
["PHX","2019-02-02T03:51:00",57.9,45,62.07,80,8,0,29.97,1013.8,10,"M","FEW","BKN","OVC","M",7000,8500,9500,"M","M","M","M","M","M","M","M",57.9,"KPHX 021051Z 08008KT 10SM FEW070 BKN085 OVC095 14/07 A2997 RMK AO2 SLP138 T01440072"]
["PHX","2019-02-02T04:51:00",57,46,66.59,80,7,0,29.97,1013.7,10,"M","SCT","BKN","OVC","M",6500,9000,18000,"M","M","M","M","M","M","M","M",57,"KPHX 021151Z 08007KT 10SM SCT065 BKN090 OVC180 14/08 A2997 RMK AO2 SLP137 T01390078 10167 20133 58003"]
["PHX","2019-02-02T05:51:00",57.9,46,64.47,110,7,0,29.97,1013.9,10,"M","FEW","SCT","BKN","OVC",6500,8500,15000,18000,"M","M","M","M","M","M","M",57.9,"KPHX 021251Z 11007KT 10SM FEW065 SCT085 BKN150 OVC180 14/08 A2997 RMK AO2 SLP139 T01440078"]
["PHX","2019-02-02T06:51:00",57,46.9,68.9,110,5,0,29.98,1014.2,10,"M","SCT","BKN","OVC","M",6000,15000,20000,"M","M","M","M","M","M","M","M",57,"KPHX 021351Z 11005KT 10SM SCT060 BKN150 OVC200 14/08 A2998 RMK AO2 SLP142 T01390083"]
["PHX","2019-02-02T07:51:00",57.9,48,69.52,100,6,0,30,1015,10,"M","SCT","BKN","BKN","M",5500,7000,11000,"M","M","M","M","M","M","M","M",57.9,"KPHX 021451Z 10006KT 10SM SCT055 BKN070 BKN110 14/09 A3000 RMK AO2 SLP150 T01440089 53011"]
["PHX","2019-02-02T08:51:00",59,48.9,69.12,90,4,0,30.01,1015.4,10,"M","SCT","SCT","OVC","M",5500,7000,10000,"M","M","M","M","M","M","M","M",59,"KPHX 021551Z 09004KT 10SM SCT055 SCT070 OVC100 15/09 A3001 RMK AO2 SLP154 T01500094"]
["PHX","2019-02-02T09:51:00",61,48.9,64.37,150,7,0,30.03,1015.9,10,"M","FEW","OVC","M","M",5500,9000,"M","M","M","M","M","M","M","M","M",61,"KPHX 021651Z 15007KT 10SM FEW055 OVC090 16/09 A3003 RMK AO2 SLP159 T01610094"]
["PHX","2019-02-02T10:51:00",62.1,48.9,61.91,130,6,0,30.03,1015.9,10,"M","FEW","BKN","BKN","M",4900,6000,10000,"M","M","M","M","M","M","M","M",62.1,"KPHX 021751Z 13006KT 10SM FEW049 BKN060 BKN100 17/09 A3003 RMK AO2 SLP159 T01670094 10167 20139 51009"]
["PHX","2019-02-02T11:51:00",64.9,50,58.47,140,7,0,30,1015.1,10,"M","BKN","BKN","M","M",5000,10000,"M","M","M","M","M","M","M","M","M",64.9,"KPHX 021851Z 14007KT 10SM BKN050 BKN100 18/10 A3000 RMK AO2 SLP151 T01830100"]
["PHX","2019-02-02T12:51:00",68,50,52.51,"M",4,0,29.96,1013.6,10,"M","FEW","M","M","M",10000,"M","M","M","M","M","M","M","M","M","M",68,"KPHX 021951Z VRB04KT 10SM FEW100 20/10 A2996 RMK AO2 SLP136 T02000100"]
["PHX","2019-02-02T13:51:00",69.1,50,50.56,180,8,0,29.93,1012.6,10,"M","BKN","BKN","M","M",5000,7500,"M","M","M","M","M","M","M","M","M",69.1,"KPHX 022051Z 18008KT 10SM BKN050 BKN075 21/10 A2993 RMK AO2 SLP126 T02060100 58031"]
["PHX","2019-02-02T14:51:00",70,48,45.5,140,9,0,29.89,1011,10,15,"SCT","BKN","BKN","BKN",4700,7500,12000,23000,"M","M","M","M","M","M","M",70,"KPHX 022151Z 14009G15KT 10SM SCT047 BKN075 BKN120 BKN230 21/09 A2989 RMK AO2 SLP110 T02110089"]
["PHX","2019-02-02T15:51:00",72,46.9,40.79,150,8,0,29.86,1010.2,10,"M","SCT","BKN","BKN","BKN",4700,7500,12000,23000,"M","M","M","M","M","M","M",70.82,"KPHX 022251Z 15008KT 10SM SCT047 BKN075 BKN120 BKN230 22/08 A2986 RMK AO2 SLP102 T02220083"]
["PHX","2019-02-02T16:51:00",72,45,37.96,150,9,0,29.85,1009.8,10,"M","FEW","BKN","BKN","BKN",4700,8500,12000,23000,"M","M","M","M","M","M","M",70.68,"KPHX 022351Z 15009KT 10SM FEW047 BKN085 BKN120 BKN230 22/07 A2985 RMK AO2 SLP098 T02220072 10228 20167 56026"]
["PHX","2019-02-02T17:51:00",70,45,40.63,140,6,0,29.83,1009.2,10,"M","FEW","SCT","BKN","BKN",4700,8500,13000,23000,"M","M","M","M","M","M","M",70,"KPHX 030051Z 14006KT 10SM FEW047 SCT085 BKN130 BKN230 21/07 A2983 RMK AO2 SLP092 T02110072"]
["PHX","2019-02-02T18:51:00",69.1,46,43.52,110,6,0,29.83,1009,10,"M","BKN","BKN","M","M",9000,12000,"M","M","M","M","M","M","M","M","M",69.1,"KPHX 030151Z 11006KT 10SM BKN090 BKN120 21/08 A2983 RMK AO2 SLP090 T02060078"]
["PHX","2019-02-02T19:51:00",68,46,45.19,120,6,0,29.83,1009.2,10,"M","FEW","SCT","BKN","M",8000,9000,12000,"M","M","M","M","M","M","M","M",68,"KPHX 030251Z 12006KT 10SM FEW080 SCT090 BKN120 20/08 A2983 RMK AO2 SLP092 T02000078 55007"]
["PHX","2019-02-02T20:51:00",66.9,46.9,48.56,120,5,0,29.82,1008.9,10,"M","BKN","BKN","M","M",7000,12000,"M","M","M","M","M","M","M","M","M",66.9,"KPHX 030351Z 12005KT 10SM BKN070 BKN120 19/08 A2982 RMK AO2 SLP089 T01940083"]
["PHX","2019-02-02T21:51:00",66.9,46,46.94,90,7,0,29.82,1008.8,10,"M","FEW","OVC","M","M",7000,11000,"M","M","M","M","M","M","M","M","M",66.9,"KPHX 030451Z 09007KT 10SM FEW070 OVC110 19/08 A2982 RMK AO2 SLP088 T01940078"]
["PHX","2019-02-02T22:51:00",66,46.9,50.1,130,3,0,29.84,1009.4,10,"M","FEW","OVC","M","M",7500,11000,"M","M","M","M","M","M","M","M","M",66,"KPHX 030551Z 13003KT 10SM FEW075 OVC110 19/08 A2984 RMK AO2 SLP094 T01890083 10222 20189 53003"]
["PHX","2019-02-02T23:51:00",66.9,48.9,52.35,140,8,"T",29.84,1009.4,10,"M","SCT","BKN","M","M",7500,11000,"M","M","M","M","M","M","M","M","M",66.9,"KPHX 030651Z 14008KT 10SM SCT075 BKN110 19/09 A2984 RMK AO2 RAB0556E05 SLP094 P0000 T01940094 402280133"]
["PHX","2019-02-03T00:51:00",66.9,50,54.54,170,8,0,29.85,1009.7,10,"M","SCT","OVC","M","M",6000,12000,"M","M","M","M","M","M","M","M","M",66.9,"KPHX 030751Z 17008KT 10SM SCT060 OVC120 19/10 A2985 RMK AO2 SLP097 T01940100"]
["PHX","2019-02-03T01:51:00",66,50,56.27,180,6,0,29.84,1009.4,10,"M","SCT","BKN","BKN","M",7000,8000,11000,"M","M","M","M","M","M","M","M",66,"KPHX 030851Z 18006KT 10SM SCT070 BKN080 BKN110 19/10 A2984 RMK AO2 SLP094 60000 T01890100 50000"]
["PHX","2019-02-03T02:51:00",63,53.1,70.07,150,8,"T",29.82,1008.8,10,"M","BKN","OVC","M","M",6500,9000,"M","M",{"$f":"-RA","v":{"$error":"#NAME?"}},"M","M","M","M","M","M",63,"KPHX 030951Z 15008KT 10SM -RA BKN065 OVC090 17/12 A2982 RMK AO2 RAB26 SLP088 P0000 T01720117"]
["PHX","2019-02-03T03:51:00",63,53.1,70.07,0,0,0.01,29.83,1009,10,"M","BKN","OVC","M","M",6500,9000,"M","M","M","M","M","M","M","M","M",63,"KPHX 031051Z 00000KT 10SM BKN065 OVC090 17/12 A2983 RMK AO2 RAE0953B12E51 SLP090 P0001 T01720117"]
["PHX","2019-02-03T04:51:00",60.1,55,83.23,300,5,0.04,29.84,1009.4,7,"M","BKN","OVC","M","M",4600,6500,"M","M","RA","M","M","M","M","M","M",60.1,"KPHX 031151Z 30005KT 7SM RA BKN046 OVC065 16/13 A2984 RMK AO2 RAB07 SLP094 P0004 60005 70005 T01560128 10194 20156 55000"]
["PHX","2019-02-03T05:51:00",57.9,57,96.81,100,3,0.12,29.84,1009.5,5,"M","SCT","BKN","OVC","M",2800,5000,7000,"M","RA BR","M","M","M","M","M","M",57.9,"KPHX 031251Z 10003KT 5SM RA BR SCT028 BKN050 OVC070 14/14 A2984 RMK AO2 SLP095 P0012 T01440139"]
["PHX","2019-02-03T06:42:00",57.9,55.9,93.03,110,3,0.03,29.85,"M",10,"M","OVC","M","M","M",2800,"M","M","M","M","M","M","M","M","M","M",57.9,"KPHX 031342Z 11003KT 10SM OVC028 14/13 A2985 RMK AO2 RAE17 P0003 T01440133 $"]
["PHX","2019-02-03T06:51:00",57.9,57,96.81,90,3,0.03,29.85,1009.8,10,"M","OVC","M","M","M",2800,"M","M","M","M","M","M","M","M","M","M",57.9,"KPHX 031351Z 09003KT 10SM OVC028 14/14 A2985 RMK AO2 RAE17 SLP098 P0003 T01440139 $"]
["PHX","2019-02-03T07:51:00",57,57,100,110,4,"T",29.87,1010.5,5,"M","SCT","OVC","M","M",800,1700,"M","M","BR","M","M","M","M","M","M",57,"KPHX 031451Z 11004KT 5SM BR SCT008 OVC017 14/14 A2987 RMK AO2 RAB19E29 SLP105 P0000 60015 T01390139 53009 $"]
["PHX","2019-02-03T07:56:00",57,57,100,110,4,0,29.87,"M",6,"M","BKN","BKN","OVC","M",800,1400,1900,"M","BR","M","M","M","M","M","M",57,"KPHX 031456Z 11004KT 6SM BR BKN008 BKN014 OVC019 14/14 A2987 RMK AO2 T01390139 $"]
["PHX","2019-02-03T08:12:00",57,57,100,120,3,0,29.87,"M",10,"M","SCT","BKN","OVC","M",800,2200,3700,"M","M","M","M","M","M","M","M",57,"KPHX 031512Z 12003KT 10SM SCT008 BKN022 OVC037 14/14 A2987 RMK AO2 T01390139 $"]
["PHX","2019-02-03T08:40:00",55.9,55.9,100,140,9,0.01,29.88,"M",1.75,"M","FEW","BKN","OVC","M",900,2100,2800,"M",{"$f":"-RA BR","v":{"$error":"#NAME?"}},"M","M","M","M","M","M",55.9,"KPHX 031540Z 14009KT 1 3/4SM R07L/6000VP6000FT -RA BR FEW009 BKN021 OVC028 13/13 A2988 RMK AO2 RAB18 P0001 T01330133 $"]
["PHX","2019-02-03T08:51:00",55.9,55.9,100,160,9,0.02,29.88,1010.9,3,"M","FEW","BKN","OVC","M",700,2700,3200,"M",{"$f":"-RA BR","v":{"$error":"#NAME?"}},"M","M","M","M","M","M",55.9,"KPHX 031551Z 16009KT 3SM -RA BR FEW007 BKN027 OVC032 13/13 A2988 RMK AO2 RAB18 SLP109 P0002 T01330133 $"]
["PHX","2019-02-03T09:10:00",57,57,100,160,9,"T",29.88,"M",10,"M","FEW","OVC","M","M",700,3100,"M","M","M","M","M","M","M","M","M",57,"KPHX 031610Z 16009KT 10SM FEW007 OVC031 14/14 A2988 RMK AO2 RAE1555 P0000 T01390139 $"]
["PHX","2019-02-03T09:33:00",57,57,100,140,9,"T",29.89,"M",10,"M","FEW","OVC","M","M",800,2900,"M","M","M","M","M","M","M","M","M",57,"KPHX 031633Z 14009KT 10SM FEW008 OVC029 14/14 A2989 RMK AO2 RAE1555 P0000 T01390139 $"]
["PHX","2019-02-03T09:51:00",57,57,100,140,10,"T",29.88,1010.9,10,"M","FEW","OVC","M","M",700,2900,"M","M","M","M","M","M","M","M","M",57,"KPHX 031651Z 14010KT 10SM FEW007 OVC029 14/14 A2988 RMK AO2 RAE1555 SLP109 P0000 T01390139 $"]
["PHX","2019-02-03T10:47:00",57.2,57.2,100,160,8,0,29.9,"M",10,"M","BKN","OVC","M","M",900,2200,"M","M","M","M","M","M","M","M","M",57.2,"KPHX 031747Z 16008KT 10SM BKN009 OVC022 14/14 A2990 RMK AO2 $"]
["PHX","2019-02-03T10:51:00",57.9,57,96.81,140,10,0,29.89,1011.4,10,"M","BKN","OVC","M","M",900,2200,"M","M","M","M","M","M","M","M","M",57.9,"KPHX 031751Z 14010KT 10SM BKN009 OVC022 14/14 A2989 RMK AO2 SLP114 60017 T01440139 10156 20133 50004 $"]
["PHX","2019-02-03T11:04:00",57.9,57,96.81,150,10,0,29.9,"M",10,"M","BKN","OVC","M","M",1100,1900,"M","M","M","M","M","M","M","M","M",57.9,"KPHX 031804Z 15010KT 10SM BKN011 OVC019 14/14 A2990 RMK AO2 T01440139 $"]
["PHX","2019-02-03T11:12:00",57.9,57,96.81,150,10,0,29.9,"M",9,"M","BKN","OVC","M","M",900,1900,"M","M","M","M","M","M","M","M","M",57.9,"KPHX 031812Z 15010KT 9SM BKN009 OVC019 14/14 A2990 RMK AO2 T01440139 $"]
["PHX","2019-02-03T11:21:00",57.9,57.9,100,150,10,0,29.9,"M",5,"M","SCT","OVC","M","M",900,2100,"M","M","BR","M","M","M","M","M","M",57.9,"KPHX 031821Z 15010KT 5SM BR SCT009 OVC021 14/14 A2990 RMK AO2 T01440144 $"]
["PHX","2019-02-03T11:36:00",57.9,57.9,100,150,6,0,29.9,"M",7,"M","BKN","OVC","M","M",900,2100,"M","M","M","M","M","M","M","M","M",57.9,"KPHX 031836Z 15006KT 7SM BKN009 OVC021 14/14 A2990 RMK AO2 T01440144 $"]
["PHX","2019-02-03T11:51:00",57.9,57.9,100,140,8,0,29.89,1011.3,4,"M","SCT","OVC","M","M",800,2300,"M","M","BR","M","M","M","M","M","M",57.9,"KPHX 031851Z 14008KT 4SM BR SCT008 OVC023 14/14 A2989 RMK AO2 SLP113 T01440144 $"]
["PHX","2019-02-03T12:08:00",59,59,100,140,5,0,29.88,"M",9,"M","BKN","OVC","M","M",1000,2300,"M","M","M","M","M","M","M","M","M",59,"KPHX 031908Z 14005KT 9SM BKN010 OVC023 15/15 A2988 RMK AO2 T01500150 $"]
["PHX","2019-02-03T12:51:00",61,57.9,89.52,160,8,0,29.86,1010.1,10,"M","SCT","SCT","OVC","M",1000,1500,2400,"M","M","M","M","M","M","M","M",61,"KPHX 031951Z 16008KT 10SM SCT010 SCT015 OVC024 16/14 A2986 RMK AO2 SLP101 T01610144 $"]
["PHX","2019-02-03T13:12:00",60.1,57.9,92.43,150,9,0,29.85,"M",10,"M","BKN","OVC","M","M",1400,2400,"M","M","M","M","M","M","M","M","M",60.1,"KPHX 032012Z 15009KT 10SM BKN014 OVC024 16/14 A2985 RMK AO2 T01560144 $"]
["PHX","2019-02-03T13:23:00",61,57.9,89.52,160,8,0,29.84,"M",10,"M","FEW","SCT","OVC","M",1100,1600,2400,"M","M","M","M","M","M","M","M",61,"KPHX 032023Z 16008KT 10SM FEW011 SCT016 OVC024 16/14 A2984 RMK AO2 T01610144 $"]
["PHX","2019-02-03T13:51:00",57.9,57,96.81,260,9,0.02,29.84,1009.5,10,"M","OVC","M","M","M",1200,"M","M","M",{"$f":"-RA","v":{"$error":"#NAME?"}},"M","M","M","M","M","M",57.9,"KPHX 032051Z 26009KT 10SM -RA OVC012 14/14 A2984 RMK AO2 RAB40 SLP095 P0002 60002 T01440139 58018 $"]
["PHX","2019-02-03T14:07:00",57.9,57,96.81,300,6,0.02,29.83,"M",8,"M","SCT","BKN","OVC","M",1200,1900,2400,"M",{"$f":"-RA","v":{"$error":"#NAME?"}},"M","M","M","M","M","M",57.9,"KPHX 032107Z 30006KT 8SM -RA SCT012 BKN019 OVC024 14/14 A2983 RMK AO2 P0002 T01440139 $"]
["PHX","2019-02-03T14:51:00",57.9,57,96.81,280,7,0.03,29.83,1009.1,10,"M","BKN","BKN","OVC","M",600,1400,2600,"M","M","M","M","M","M","M","M",57.9,"KPHX 032151Z 28007KT 10SM BKN006 BKN014 OVC026 14/14 A2983 RMK AO2 RAE49 SLP091 P0003 T01440139 $"]
["PHX","2019-02-03T14:55:00",57,57,100,290,5,"T",29.83,"M",9,"M","SCT","BKN","OVC","M",800,1400,2600,"M",{"$f":"-RA","v":{"$error":"#NAME?"}},"M","M","M","M","M","M",57,"KPHX 032155Z 29005KT 9SM -RA SCT008 BKN014 OVC026 14/14 A2983 RMK AO2 RAB55 P0000 T01390139 $"]
["PHX","2019-02-03T15:02:00",57,57,100,280,4,0.01,29.83,"M",3,"M","BKN","BKN","OVC","M",800,1100,2800,"M",{"$f":"-RA BR","v":{"$error":"#NAME?"}},"M","M","M","M","M","M",57,"KPHX 032202Z 28004KT 3SM R07L/5500VP6000FT -RA BR BKN008 BKN011 OVC028 14/14 A2983 RMK AO2 RAB2155 P0001 T01390139 $"]
["PHX","2019-02-03T15:12:00",57.9,57,96.81,300,4,0.02,29.82,"M",10,"M","FEW","BKN","BKN","M",800,1100,2800,"M",{"$f":"-RA","v":{"$error":"#NAME?"}},"M","M","M","M","M","M",57.9,"KPHX 032212Z 30004KT 10SM -RA FEW008 BKN011 BKN028 14/14 A2982 RMK AO2 RAB2155 P0002 T01440139 $"]
["PHX","2019-02-03T15:16:00",57.9,57,96.81,290,4,0.02,29.82,"M",10,"M","SCT","BKN","OVC","M",1100,2500,3100,"M","M","M","M","M","M","M","M",57.9,"KPHX 032216Z 29004KT 10SM SCT011 BKN025 OVC031 14/14 A2982 RMK AO2 RAB2155RAEMM P0002 T01440139 $"]
["PHX","2019-02-03T15:39:00",57.9,57,96.81,0,0,0.02,29.82,"M",10,"M","BKN","BKN","OVC","M",1100,1600,2700,"M","M","M","M","M","M","M","M",57.9,"KPHX 032239Z 00000KT 10SM BKN011 BKN016 OVC027 14/14 A2982 RMK AO2 RAB2155RAEMM P0002 T01440139 $"]
["PHX","2019-02-03T15:51:00",59,55.9,89.44,320,4,0.02,29.82,1008.9,9,"M","BKN","BKN","OVC","M",1300,1900,2700,"M","M","M","M","M","M","M","M",59,"KPHX 032251Z 32004KT 9SM BKN013 BKN019 OVC027 15/13 A2982 RMK AO2 RAB2155RAEMM SLP089 P0002 T01500133 $"]
["PHX","2019-02-03T16:36:00",59,55.9,89.44,0,0,0.02,29.82,"M",10,"M","FEW","BKN","BKN","M",1100,1800,2300,"M","M","M","M","M","M","M","M",59,"KPHX 032336Z 00000KT 10SM FEW011 BKN018 BKN023 15/13 A2982 RMK AO2 RAB2253E24 P0002 T01500133 $"]
["PHX","2019-02-03T16:51:00",59,55.9,89.44,0,0,0.02,29.82,1008.9,10,"M","FEW","BKN","BKN","M",1000,1600,3000,"M","M","M","M","M","M","M","M",59,"KPHX 032351Z 00000KT 10SM FEW010 BKN016 BKN030 15/13 A2982 RMK AO2 RAB2253E24 SLP089 P0002 60009 T01500133 10161 20139 58003 $"]
["PHX","2019-02-03T17:16:00",60.1,57,89.48,130,3,0,29.82,"M",10,"M","SCT","BKN","BKN","M",1600,3000,4000,"M","M","M","M","M","M","M","M",60.1,"KPHX 040016Z 13003KT 10SM SCT016 BKN030 BKN040 16/14 A2982 RMK AO2 T01560139 $"]
["PHX","2019-02-03T17:51:00",59,57,93.07,0,0,0,29.82,1009.1,10,"M","SCT","BKN","BKN","M",1600,4100,5500,"M","M","M","M","M","M","M","M",59,"KPHX 040051Z 00000KT 10SM SCT016 BKN041 BKN055 15/14 A2982 RMK AO2 SLP091 T01500139 $"]
["PHX","2019-02-03T18:51:00",59,57.9,96.13,0,0,0,29.83,1009.3,10,"M","FEW","SCT","BKN","M",1100,3700,5000,"M","M","M","M","M","M","M","M",59,"KPHX 040151Z 00000KT 10SM FEW011 SCT037 BKN050 15/14 A2983 RMK AO2 SLP093 T01500144 $"]
["PHX","2019-02-03T19:51:00",59,57,93.07,100,3,0,29.85,1010.1,10,"M","SCT","BKN","OVC","M",2100,4300,5000,"M","M","M","M","M","M","M","M",59,"KPHX 040251Z 10003KT 10SM SCT021 BKN043 OVC050 15/14 A2985 RMK AO2 SLP101 T01500139 53010 $"]
["PHX","2019-02-03T20:51:00",59,57,93.07,130,5,0,29.86,1010.3,10,"M","FEW","SCT","OVC","M",2100,4300,5000,"M","M","M","M","M","M","M","M",59,"KPHX 040351Z 13005KT 10SM FEW021 SCT043 OVC050 15/14 A2986 RMK AO2 SLP103 T01500139 $"]
["PHX","2019-02-03T21:51:00",57.9,55.9,93.03,0,0,0,29.86,1010.3,10,"M","FEW","BKN","M","M",3700,6500,"M","M","M","M","M","M","M","M","M",57.9,"KPHX 040451Z 00000KT 10SM FEW037 BKN065 14/13 A2986 RMK AO2 SLP103 T01440133 $"]
["PHX","2019-02-03T22:51:00",57.9,55.9,93.03,120,3,0,29.86,1010.5,10,"M","FEW","BKN","M","M",3700,6500,"M","M","M","M","M","M","M","M","M",57.9,"KPHX 040551Z 12003KT 10SM FEW037 BKN065 14/13 A2986 RMK AO2 SLP105 T01440133 10156 20144 51003 $"]
["PHX","2019-02-03T23:51:00",57.9,55.9,93.03,90,4,0,29.86,1010.4,10,"M","BKN","BKN","M","M",5000,6500,"M","M","M","M","M","M","M","M","M",57.9,"KPHX 040651Z 09004KT 10SM BKN050 BKN065 14/13 A2986 RMK AO2 SLP104 T01440133 401940133 $"]
["PHX","2019-02-04T00:51:00",57,55.9,96.1,120,4,0,29.85,1010,10,"M","SCT","BKN","M","M",5500,8000,"M","M","M","M","M","M","M","M","M",57,"KPHX 040751Z 12004KT 10SM SCT055 BKN080 14/13 A2985 RMK AO2 SLP100 T01390133 $"]
["PHX","2019-02-04T01:51:00",55.9,55,96.78,100,3,0,29.86,1010.3,10,"M","FEW","BKN","M","M",2900,4000,"M","M","M","M","M","M","M","M","M",55.9,"KPHX 040851Z 10003KT 10SM FEW029 BKN040 13/13 A2986 RMK AO2 SLP103 T01330128 55001 $"]
["PHX","2019-02-04T02:51:00",55.9,55,96.78,100,7,0,29.84,1009.6,10,"M","BKN","BKN","M","M",7000,9000,"M","M","M","M","M","M","M","M","M",55.9,"KPHX 040951Z 10007KT 10SM BKN070 BKN090 13/13 A2984 RMK AO2 SLP096 T01330128 $"]
["PHX","2019-02-04T03:51:00",55.9,55,96.78,90,5,0,29.84,1009.6,10,"M","BKN","BKN","M","M",6000,8500,"M","M","M","M","M","M","M","M","M",55.9,"KPHX 041051Z 09005KT 10SM BKN060 BKN085 13/13 A2984 RMK AO2 SLP096 T01330128 $"]
["PHX","2019-02-04T04:51:00",55,55,100,90,5,0,29.84,1009.6,10,"M","SCT","BKN","M","M",5500,8000,"M","M","M","M","M","M","M","M","M",55,"KPHX 041151Z 09005KT 10SM SCT055 BKN080 13/13 A2984 RMK AO2 SLP096 70026 T01280128 10144 20128 56007 $"]
["PHX","2019-02-04T05:51:00",55,54,96.42,90,6,0,29.84,1009.6,10,"M","SCT","BKN","M","M",5500,7500,"M","M","M","M","M","M","M","M","M",55,"KPHX 041251Z 09006KT 10SM SCT055 BKN075 13/12 A2984 RMK AO2 SLP096 T01280122 $"]
["PHX","2019-02-04T06:51:00",55,55,100,90,4,0,29.84,1009.9,10,"M","SCT","BKN","M","M",4900,7000,"M","M","M","M","M","M","M","M","M",55,"KPHX 041351Z 09004KT 10SM SCT049 BKN070 13/13 A2984 RMK AO2 SLP099 T01280128"]
["PHX","2019-02-04T07:51:00",55.9,55,96.78,120,7,0,29.85,1010.1,10,"M","FEW","FEW","BKN","BKN",1500,5500,6500,25000,"M","M","M","M","M","M","M",55.9,"KPHX 041451Z 12007KT 10SM FEW015 FEW055 BKN065 BKN250 13/13 A2985 RMK AO2 SLP101 SHRA DSNT SW T01330128 53005"]
["PHX","2019-02-04T08:51:00",57,55,93.01,140,8,0,29.86,1010.3,10,"M","FEW","FEW","BKN","BKN",1500,5000,7000,25000,"M","M","M","M","M","M","M",57,"KPHX 041551Z 14008KT 10SM FEW015 FEW050 BKN070 BKN250 14/13 A2986 RMK AO2 SLP103 T01390128 $"]
["PHX","2019-02-04T09:51:00",59,55,86.56,170,4,0,29.87,1010.7,10,"M","FEW","BKN","BKN","BKN",2000,4700,7500,25000,"M","M","M","M","M","M","M",59,"KPHX 041651Z 17004KT 10SM FEW020 BKN047 BKN075 BKN250 15/13 A2987 RMK AO2 SLP107 SHRA DSNT SW-NW T01500128 $"]
["PHX","2019-02-04T10:51:00",61,55,80.61,150,7,0,29.85,1010,10,"M","SCT","BKN","BKN","M",2700,3900,6500,"M","M","M","M","M","M","M","M",61,"KPHX 041751Z 15007KT 10SM SCT027 BKN039 BKN065 16/13 A2985 RMK AO2 SLP100 T01610128 10167 20128 50000 $"]
["PHX","2019-02-04T11:51:00",63,53.1,70.07,190,13,0,29.87,1010.4,10,20,"SCT","BKN","BKN","M",3100,5000,7000,"M","M","M","M","M","M","M","M",63,"KPHX 041851Z 19013G20KT 10SM SCT031 BKN050 BKN070 17/12 A2987 RMK AO2 SLP104 T01720117 $"]
["PHX","2019-02-04T12:51:00",64.9,48.9,56.12,200,15,0,29.83,1009.3,10,23,"SCT","BKN","BKN","M",4100,6500,20000,"M","M","M","M","M","M","M","M",64.9,"KPHX 041951Z 20015G23KT 10SM SCT041 BKN065 BKN200 18/09 A2983 RMK AO2 SLP093 T01830094 $"]
["PHX","2019-02-04T13:51:00",63,48.9,59.98,270,9,0,29.83,1009.3,10,"M","SCT","BKN","BKN","M",3400,4100,25000,"M","M","M","M","M","M","M","M",63,"KPHX 042051Z 27009KT 10SM SCT034 BKN041 BKN250 17/09 A2983 RMK AO2 SLP093 T01720094 58007 $"]
["PHX","2019-02-04T14:51:00",66,45,46.62,250,12,0,29.82,1008.9,10,"M","BKN","BKN","BKN","BKN",5000,6500,19000,25000,"M","M","M","M","M","M","M",66,"KPHX 042151Z 25012KT 10SM BKN050 BKN065 BKN190 BKN250 19/07 A2982 RMK AO2 SLP089 T01890072"]
["PHX","2019-02-04T15:51:00",64,45,49.99,270,10,0,29.82,1008.8,10,"M","SCT","SCT","BKN","BKN",5000,6500,19000,25000,"M","M","M","M","M","M","M",64,"KPHX 042251Z 27010KT 10SM SCT050 SCT065 BKN190 BKN250 18/07 A2982 RMK AO2 SLP088 T01780072"]
["PHX","2019-02-04T16:51:00",64,43,46.32,190,9,0,29.81,1008.4,10,"M","SCT","BKN","BKN","M",6000,21000,27000,"M","M","M","M","M","M","M","M",64,"KPHX 042351Z 19009KT 10SM SCT060 BKN210 BKN270 18/06 A2981 RMK AO2 SLP084 T01780061 10189 20161 58008"]
["PHX","2019-02-04T17:51:00",62.1,43,49.52,230,8,0,29.82,1009,10,"M","BKN","BKN","BKN","M",6500,21000,27000,"M","M","M","M","M","M","M","M",62.1,"KPHX 050051Z 23008KT 10SM BKN065 BKN210 BKN270 17/06 A2982 RMK AO2 SLP090 T01670061"]
["PHX","2019-02-04T18:51:00",61,43,51.48,260,5,0,29.82,1009.1,10,"M","SCT","BKN","BKN","M",6500,19000,25000,"M","M","M","M","M","M","M","M",61,"KPHX 050151Z 26005KT 10SM SCT065 BKN190 BKN250 16/06 A2982 RMK AO2 SLP091 T01610061"]
["PHX","2019-02-04T19:51:00",60.1,42.1,51.35,0,0,0,29.83,1009.4,10,"M","FEW","SCT","BKN","M",6500,19000,25000,"M","M","M","M","M","M","M","M",60.1,"KPHX 050251Z 00000KT 10SM FEW065 SCT190 BKN250 16/06 A2983 RMK AO2 SLP094 T01560056 51008"]
["PHX","2019-02-04T20:51:00",57.9,45,62.07,170,7,0,29.85,1010,10,"M","BKN","BKN","BKN","M",6000,19000,25000,"M","M","M","M","M","M","M","M",57.9,"KPHX 050351Z 17007KT 10SM BKN060 BKN190 BKN250 14/07 A2985 RMK AO2 SLP100 T01440072"]
["PHX","2019-02-04T21:51:00",57,43,59.4,190,5,0,29.86,1010.5,10,"M","FEW","BKN","BKN","M",6000,20000,25000,"M","M","M","M","M","M","M","M",57,"KPHX 050451Z 19005KT 10SM FEW060 BKN200 BKN250 14/06 A2986 RMK AO2 SLP105 T01390061"]
["PHX","2019-02-04T22:51:00",55.9,43,61.81,180,8,0,29.86,1010.4,10,"M","BKN","BKN","M","M",6000,21000,"M","M","M","M","M","M","M","M","M",55.9,"KPHX 050551Z 18008KT 10SM BKN060 BKN210 13/06 A2986 RMK AO2 SLP104 T01330061 10178 20133 51011"]
["PHX","2019-02-04T23:51:00",55.9,43,61.81,150,9,0,29.87,1010.8,10,"M","BKN","BKN","M","M",7000,21000,"M","M","M","M","M","M","M","M","M",55.9,"KPHX 050651Z 15009KT 10SM BKN070 BKN210 13/06 A2987 RMK AO2 SLP108 T01330061 401890128 $"]
["PHX","2019-02-05T00:51:00",54,44.1,69.09,140,6,0,29.87,1010.8,10,"M","SCT","SCT","M","M",7000,25000,"M","M","M","M","M","M","M","M","M",54,"KPHX 050751Z 14006KT 10SM SCT070 SCT250 12/07 A2987 RMK AO2 SLP108 T01220067 $"]
["PHX","2019-02-05T01:51:00",52,44.1,74.35,130,6,0,29.87,1010.9,10,"M","BKN","BKN","M","M",7000,25000,"M","M","M","M","M","M","M","M","M",52,"KPHX 050851Z 13006KT 10SM BKN070 BKN250 11/07 A2987 RMK AO2 SLP109 T01110067 50003 $"]
["PHX","2019-02-05T02:51:00",52,44.1,74.35,140,7,0,29.87,1010.7,10,"M","BKN","BKN","M","M",5000,25000,"M","M","M","M","M","M","M","M","M",52,"KPHX 050951Z 14007KT 10SM BKN050 BKN250 11/07 A2987 RMK AO2 SLP107 T01110067 $"]
["PHX","2019-02-05T03:51:00",52,44.1,74.35,150,7,0,29.86,1010.4,10,"M","BKN","BKN","M","M",6500,25000,"M","M","M","M","M","M","M","M","M",52,"KPHX 051051Z 15007KT 10SM BKN065 BKN250 11/07 A2986 RMK AO2 SLP104 T01110067 $"]
["PHX","2019-02-05T04:51:00",51.1,45,79.54,80,6,0,29.85,1010.2,10,"M","SCT","SCT","BKN","M",5000,7000,25000,"M","M","M","M","M","M","M","M",51.1,"KPHX 051151Z 08006KT 10SM SCT050 SCT070 BKN250 11/07 A2985 RMK AO2 SLP102 T01060072 10139 20106 58006 $"]
["PHX","2019-02-05T05:51:00",51.1,45,79.54,90,7,0,29.85,1009.9,10,"M","BKN","BKN","M","M",6000,25000,"M","M","M","M","M","M","M","M","M",51.1,"KPHX 051251Z 09007KT 10SM BKN060 BKN250 11/07 A2985 RMK AO2 SLP099 T01060072 $"]
["PHX","2019-02-05T06:51:00",51.1,45,79.54,90,5,0,29.85,1010.2,10,"M","BKN","BKN","M","M",6000,25000,"M","M","M","M","M","M","M","M","M",51.1,"KPHX 051351Z 09005KT 10SM BKN060 BKN250 11/07 A2985 RMK AO2 SLP102 T01060072 $"]
["PHX","2019-02-05T07:51:00",53.1,45,73.89,0,0,0,29.87,1010.7,10,"M","FEW","BKN","BKN","BKN",4000,6000,22000,25000,"M","M","M","M","M","M","M",53.1,"KPHX 051451Z 00000KT 10SM FEW040 BKN060 BKN220 BKN250 12/07 A2987 RMK AO2 SLP107 T01170072 53005 $"]
["PHX","2019-02-05T08:51:00",54,46.9,76.83,120,6,0,29.89,1011.6,10,"M","FEW","BKN","BKN","BKN",4000,6000,22000,25000,"M","M","M","M","M","M","M",54,"KPHX 051551Z 12006KT 10SM FEW040 BKN060 BKN220 BKN250 12/08 A2989 RMK AO2 SLP116 T01220083 $"]
["PHX","2019-02-05T09:51:00",57,48,71.81,160,12,0,29.9,1011.8,10,"M","FEW","SCT","BKN","M",3500,6000,25000,"M","M","M","M","M","M","M","M",57,"KPHX 051651Z 16012KT 10SM FEW035 SCT060 BKN250 14/09 A2990 RMK AO2 SLP118 T01390089"]
["PHX","2019-02-05T10:51:00",59,48,66.83,150,13,0,29.9,1011.6,10,"M","FEW","FEW","SCT","BKN",3500,5500,7500,25000,"M","M","M","M","M","M","M",59,"KPHX 051751Z 15013KT 10SM FEW035 FEW055 SCT075 BKN250 15/09 A2990 RMK AO2 SLP116 T01500089 10150 20100 50009"]
["PHX","2019-02-05T11:51:00",61,48,62.23,160,10,0,29.89,1011.3,10,"M","SCT","BKN","BKN","M",3500,7000,25000,"M","M","M","M","M","M","M","M",61,"KPHX 051851Z 16010KT 10SM SCT035 BKN070 BKN250 16/09 A2989 RMK AO2 SLP113 T01610089"]
["PHX","2019-02-05T12:51:00",63,46,53.78,180,8,0,29.86,1010.4,10,17,"SCT","BKN","BKN","BKN",4000,5500,8000,25000,"M","M","M","M","M","M","M",63,"KPHX 051951Z 18008G17KT 10SM SCT040 BKN055 BKN080 BKN250 17/08 A2986 RMK AO2 SLP104 T01720078"]
["PHX","2019-02-05T13:51:00",64,44.1,48.31,190,8,0,29.83,1009.3,10,"M","SCT","BKN","BKN","BKN",4300,7000,8500,25000,"M","M","M","M","M","M","M",64,"KPHX 052051Z 19008KT 10SM SCT043 BKN070 BKN085 BKN250 18/07 A2983 RMK AO2 SLP093 T01780067 58023"]
["PHX","2019-02-05T14:51:00",64.9,44.1,46.81,210,12,0,29.8,1008.2,10,18,"SCT","BKN","BKN","M",6500,8500,25000,"M","M","M","M","M","M","M","M",64.9,"KPHX 052151Z 21012G18KT 10SM SCT065 BKN085 BKN250 18/07 A2980 RMK AO2 SLP082 T01830067"]
["PHX","2019-02-05T15:51:00",64,42.1,44.74,190,9,0,29.78,1007.7,10,17,"BKN","BKN","BKN","M",5500,7000,25000,"M","M","M","M","M","M","M","M",64,"KPHX 052251Z 19009G17KT 10SM BKN055 BKN070 BKN250 18/06 A2978 RMK AO2 SLP077 T01780056"]
["PHX","2019-02-05T16:51:00",63,45,51.78,190,15,"T",29.77,1007.3,10,20,"FEW","FEW","SCT","M",4400,6500,8000,"M","M","M","M","M","M","M","M",63,"KPHX 052351Z 19015G20KT 10SM FEW044 FEW065 SCT080 17/07 A2977 RMK AO2 RAB26E35 SLP073 P0000 60000 T01720072 10194 20150 56019"]
["PHX","2019-02-05T17:51:00",62.1,44.1,51.64,180,11,0,29.76,1007,10,"M","FEW","SCT","SCT","M",6500,8000,25000,"M","M","M","M","M","M","M","M",62.1,"KPHX 060051Z 18011KT 10SM FEW065 SCT080 SCT250 17/07 A2976 RMK AO2 SLP070 T01670067"]
["PHX","2019-02-05T18:51:00",60.1,45,57.37,180,12,0,29.76,1007.2,10,22,"SCT","SCT","SCT","M",6500,8000,25000,"M","M","M","M","M","M","M","M",60.1,"KPHX 060151Z 18012G22KT 10SM SCT065 SCT080 SCT250 16/07 A2976 RMK AO2 SLP072 T01560072"]
["PHX","2019-02-05T19:51:00",60.1,44.1,55.44,150,13,0,29.77,1007.3,10,"M","BKN","M","M","M",9000,"M","M","M","M","M","M","M","M","M","M",60.1,"KPHX 060251Z 15013KT 10SM BKN090 16/07 A2977 RMK AO2 SLP073 T01560067 55000 $"]
["PHX","2019-02-05T20:51:00",57.9,43,57.51,140,11,0,29.79,1008.2,10,"M","SCT","SCT","M","M",7000,10000,"M","M","M","M","M","M","M","M","M",57.9,"KPHX 060351Z 14011KT 10SM SCT070 SCT100 14/06 A2979 RMK AO2 SLP082 T01440061 $"]
["PHX","2019-02-05T21:51:00",57.9,43,57.51,140,11,0,29.8,1008.3,10,17,"SCT","BKN","BKN","M",6000,7500,9000,"M","M","M","M","M","M","M","M",57.9,"KPHX 060451Z 14011G17KT 120V180 10SM SCT060 BKN075 BKN090 14/06 A2980 RMK AO2 SLP083 T01440061 $"]
["PHX","2019-02-05T22:51:00",57,44.1,61.95,170,6,0,29.8,1008.4,10,"M","FEW","SCT","BKN","M",6500,7500,11000,"M","M","M","M","M","M","M","M",57,"KPHX 060551Z 17006KT 10SM FEW065 SCT075 BKN110 14/07 A2980 RMK AO2 SLP084 T01390067 10172 20139 51011 $"]
["PHX","2019-02-05T23:51:00",55.9,48,74.72,190,7,"T",29.81,1008.6,10,"M","SCT","BKN","OVC","M",4300,6000,11000,"M",{"$f":"-RA","v":{"$error":"#NAME?"}},"M","M","M","M","M","M",55.9,"KPHX 060651Z 19007KT 10SM -RA SCT043 BKN060 OVC110 13/09 A2981 RMK AO2 RAB39 SLP086 P0000 T01330089 401940100 $"]
["PHX","2019-02-06T00:51:00",52,50,92.86,220,9,0.08,29.82,1008.9,10,"M","BKN","BKN","M","M",5000,7000,"M","M","M","M","M","M","M","M","M",52,"KPHX 060751Z 22009KT 10SM BKN050 BKN070 11/10 A2982 RMK AO2 RAE48 SLP089 P0008 T01110100 $"]
["PHX","2019-02-06T01:51:00",53.1,46,76.75,240,12,"T",29.83,1009.3,10,"M","SCT","BKN","OVC","M",3900,5000,7000,"M","M","M","M","M","M","M","M",53.1,"KPHX 060851Z 24012KT 10SM SCT039 BKN050 OVC070 12/08 A2983 RMK AO2 RAB0754E05 SLP093 P0000 60008 T01170078 53009 $"]
["PHX","2019-02-06T02:51:00",52,44.1,74.35,250,7,0,29.83,1009.4,10,"M","FEW","BKN","M","M",5500,7000,"M","M","M","M","M","M","M","M","M",52,"KPHX 060951Z 25007KT 10SM FEW055 BKN070 11/07 A2983 RMK AO2 SLP094 T01110067 $"]
["PHX","2019-02-06T03:51:00",50,42.1,74.15,250,5,"T",29.83,1009.5,10,"M","FEW","BKN","BKN","M",4700,6000,7500,"M","M","M","M","M","M","M","M",47.77,"KPHX 061051Z 25005KT 10SM FEW047 BKN060 BKN075 10/06 A2983 RMK AO2 RAB38E47 SLP095 P0000 T01000056 $"]
["PHX","2019-02-06T04:51:00",50,36,58.44,260,16,0,29.84,1009.9,10,25,"FEW","BKN","BKN","M",6500,9000,11000,"M","M","M","M","M","M","M","M",43.88,"KPHX 061151Z 26016G25KT 10SM FEW065 BKN090 BKN110 10/02 A2984 RMK AO2 SLP099 60008 70008 T01000022 10144 20100 53004 $"]
["PHX","2019-02-06T05:51:00",50,33.1,52.06,270,15,0,29.86,1010.6,10,"M","FEW","BKN","BKN","M",6500,9000,10000,"M","M","M","M","M","M","M","M",44.12,"KPHX 061251Z 27015KT 10SM FEW065 BKN090 BKN100 10/01 A2986 RMK AO2 SLP106 T01000006 $"]
["PHX","2019-02-06T06:51:00",48,30,49.49,270,17,0,29.89,1011.4,10,"M","FEW","BKN","M","M",6500,10000,"M","M","M","M","M","M","M","M","M",41.04,"KPHX 061351Z 27017KT 10SM FEW065 BKN100 09/M01 A2989 RMK AO2 SLP114 SHRA DSNT SE T00891011 $"]
["PHX","2019-02-06T07:51:00",46,30.9,55.36,260,13,0,29.9,1012.1,10,"M","FEW","FEW","M","M",6500,10000,"M","M","M","M","M","M","M","M","M",39.5,"KPHX 061451Z 26013KT 10SM FEW065 FEW100 08/M01 A2990 RMK AO2 SLP121 SHRA DSNT E-SE T00781006 51019"]
["PHX","2019-02-06T08:51:00",46.9,30.9,53.5,260,13,0,29.95,1013.6,10,"M","FEW","FEW","M","M",6500,10000,"M","M","M","M","M","M","M","M","M",40.66,"KPHX 061551Z 26013KT 10SM FEW065 FEW100 08/M01 A2995 RMK AO2 SLP136 SHRA DSNT SE T00831006"]
["PHX","2019-02-06T09:51:00",50,30,45.93,260,11,0,29.96,1014,10,19,"FEW","FEW","M","M",6500,10000,"M","M","M","M","M","M","M","M","M",45.21,"KPHX 061651Z 26011G19KT 230V300 10SM FEW065 FEW100 10/M01 A2996 RMK AO2 SLP140 T01001011 $"]
["PHX","2019-02-06T10:51:00",52,28,39.3,250,12,0,29.98,1014.7,10,"M","FEW","FEW","M","M",6500,10000,"M","M","M","M","M","M","M","M","M",52,"KPHX 061751Z 25012KT 10SM FEW065 FEW100 11/M02 A2998 RMK AO2 SLP147 T01111022 10111 20078 51026"]
["PHX","2019-02-06T11:51:00",52,21.9,30.49,260,16,0,29.98,1014.7,10,23,"FEW","M","M","M",7000,"M","M","M","M","M","M","M","M","M","M",52,"KPHX 061851Z 26016G23KT 10SM FEW070 11/M06 A2998 RMK AO2 SLP147 T01111056"]
["PHX","2019-02-06T12:51:00",53.1,18,24.79,270,17,0,29.98,1014.7,10,"M","FEW","M","M","M",7500,"M","M","M","M","M","M","M",29,270,"2019-02-06T11:56:00",53.1,"KPHX 061951Z 27017KT 10SM FEW075 12/M08 A2998 RMK AO2 PK WND 27029/1856 SLP147 T01171078 $"]
["PHX","2019-02-06T13:51:00",54,18,23.99,270,15,0,29.97,1014.1,10,"M","FEW","M","M","M",7500,"M","M","M","M","M","M","M","M","M","M",54,"KPHX 062051Z 27015KT 10SM FEW075 12/M08 A2997 RMK AO2 SLP141 T01221078 58005"]
["PHX","2019-02-06T14:51:00",55,16,21.21,270,16,0,29.97,1014.4,10,25,"FEW","M","M","M",7500,"M","M","M","M","M","M","M","M","M","M",55,"KPHX 062151Z 27016G25KT 10SM FEW075 13/M09 A2997 RMK AO2 SLP144 T01281089 $"]
["PHX","2019-02-06T15:51:00",55,17.1,22.25,260,15,0,29.98,1014.6,10,"M","FEW","M","M","M",7500,"M","M","M","M","M","M","M",26,230,"2019-02-06T15:10:00",55,"KPHX 062251Z 26015KT 10SM FEW075 13/M08 A2998 RMK AO2 PK WND 23026/2210 SLP146 T01281083 $"]
["PHX","2019-02-06T16:51:00",54,16,22,260,15,0,29.98,1014.7,10,"M","FEW","M","M","M",7500,"M","M","M","M","M","M","M",26,270,"2019-02-06T16:15:00",54,"KPHX 062351Z 26015KT 10SM FEW075 12/M09 A2998 RMK AO2 PK WND 27026/2315 SLP147 T01221089 10133 20106 51004"]
["PHX","2019-02-06T17:51:00",53.1,12,19.08,270,17,0,29.99,1015.1,10,"M","FEW","M","M","M",7500,"M","M","M","M","M","M","M","M","M","M",53.1,"KPHX 070051Z 27017KT 10SM FEW075 12/M11 A2999 RMK AO2 SLP151 T01171111 $"]
["PHX","2019-02-06T18:51:00",51.1,12.9,21.37,270,12,0,30.02,1016.2,10,21,"FEW","M","M","M",7500,"M","M","M","M","M","M","M","M","M","M",51.1,"KPHX 070151Z 27012G21KT 10SM FEW075 11/M11 A3002 RMK AO2 SLP162 T01061106 $"]
["PHX","2019-02-06T19:51:00",50,14,23.37,280,11,0,30.05,1017.3,10,"M","CLR","M","M","M","M","M","M","M","M","M","M","M","M","M","M",45.21,"KPHX 070251Z 28011KT 10SM CLR 10/M10 A3005 RMK AO2 SLP173 T01001100 53023 $"]
["PHX","2019-02-06T20:51:00",46.9,21,35.49,220,5,0,30.09,1018.5,10,"M","CLR","M","M","M","M","M","M","M","M","M","M","M","M","M","M",44.09,"KPHX 070351Z 22005KT 10SM CLR 08/M06 A3009 RMK AO2 SLP185 T00831061 $"]
["PHX","2019-02-06T21:51:00",44.1,23,42.95,230,6,0,30.11,1019.3,10,"M","CLR","M","M","M","M","M","M","M","M","M","M","M","M","M","M",40.1,"KPHX 070451Z 23006KT 10SM CLR 07/M05 A3011 RMK AO2 SLP193 T00671050 $"]
["PHX","2019-02-06T22:51:00",43,23,44.8,0,0,0,30.13,1020,10,"M","CLR","M","M","M","M","M","M","M","M","M","M","M","M","M","M",43,"KPHX 070551Z 00000KT 10SM CLR 06/M05 A3013 RMK AO2 SLP200 T00611050 10122 20061 51026 $"]
["PHX","2019-02-06T23:51:00",43,24.1,46.91,250,4,0,30.15,1020.7,10,"M","CLR","M","M","M","M","M","M","M","M","M","M","M","M","M","M",40.27,"KPHX 070651Z 25004KT 10SM CLR 06/M04 A3015 RMK AO2 SLP207 T00611044 401330061 $"]
["PHX","2019-02-07T00:51:00",44.1,21,39.47,270,4,0,30.17,1021.5,10,"M","CLR","M","M","M","M","M","M","M","M","M","M","M","M","M","M",41.55,"KPHX 070751Z 27004KT 10SM CLR 07/M06 A3017 RMK AO2 SLP215 T00671061 $"]
["PHX","2019-02-07T01:51:00",39.9,26.1,57.47,210,4,0,30.2,1022.3,10,"M","CLR","M","M","M","M","M","M","M","M","M","M","M","M","M","M",36.65,"KPHX 070851Z 21004KT 10SM CLR 04/M03 A3020 RMK AO2 SLP223 T00441033 53022 $"]
["PHX","2019-02-07T02:51:00",39,28,64.37,230,5,0,30.21,1022.9,10,"M","CLR","M","M","M","M","M","M","M","M","M","M","M","M","M","M",34.71,"KPHX 070951Z 23005KT 10SM CLR 04/M02 A3021 RMK AO2 SLP229 T00391022 $"]
["PHX","2019-02-07T03:51:00",37.9,27,64.49,220,3,0,30.22,1023,10,"M","CLR","M","M","M","M","M","M","M","M","M","M","M","M","M","M",35.43,"KPHX 071051Z 22003KT 10SM CLR 03/M03 A3022 RMK AO2 SLP230 T00331028 $"]
["PHX","2019-02-07T04:51:00",39.9,25,54.9,60,4,0,30.22,1023.2,10,"M","CLR","M","M","M","M","M","M","M","M","M","M","M","M","M","M",36.65,"KPHX 071151Z 06004KT 10SM CLR 04/M04 A3022 RMK AO2 SLP232 T00441039 10067 20033 51009 $"]
["PHX","2019-02-07T05:51:00",37,28,69.63,80,7,0,30.23,1023.7,10,"M","CLR","M","M","M","M","M","M","M","M","M","M","M","M","M","M",30.87,"KPHX 071251Z 08007KT 10SM CLR 03/M02 A3023 RMK AO2 SLP237 T00281022 $"]
["PHX","2019-02-07T06:51:00",37,28.9,72.24,90,5,0,30.25,1024.3,10,"M","CLR","M","M","M","M","M","M","M","M","M","M","M","M","M","M",32.33,"KPHX 071351Z 09005KT 10SM CLR 03/M02 A3025 RMK AO2 SLP243 T00281017 $"]
["PHX","2019-02-07T07:51:00",37.9,28.9,69.73,90,4,0,30.28,1025.3,10,"M","CLR","M","M","M","M","M","M","M","M","M","M","M","M","M","M",34.31,"KPHX 071451Z 09004KT 10SM CLR 03/M02 A3028 RMK AO2 SLP253 T00331017 53018 $"]
["PHX","2019-02-07T08:51:00",42.1,27,54.78,90,4,0,30.3,1026,10,"M","CLR","M","M","M","M","M","M","M","M","M","M","M","M","M","M",39.21,"KPHX 071551Z 09004KT 10SM CLR 06/M03 A3030 RMK AO2 SLP260 T00561028 $"]
["PHX","2019-02-07T09:51:00",45,24.1,43.46,80,9,0,30.32,1026.5,10,"M","CLR","M","M","M","M","M","M","M","M","M","M","M","M","M","M",39.68,"KPHX 071651Z 08009KT 10SM CLR 07/M04 A3032 RMK AO2 SLP265 T00721044 $"]
["PHX","2019-02-07T10:51:00",48,23,37.06,80,5,0,30.31,1026.4,10,"M","CLR","M","M","M","M","M","M","M","M","M","M","M","M","M","M",45.4,"KPHX 071751Z 08005KT 10SM CLR 09/M05 A3031 RMK AO2 SLP264 T00891050 10094 20022 50012 $"]
["PHX","2019-02-07T11:51:00",51.1,21,30.34,"M",3,0,30.3,1025.9,10,"M","CLR","M","M","M","M","M","M","M","M","M","M","M","M","M","M",51.1,"KPHX 071851Z VRB03KT 10SM CLR 11/M06 A3030 RMK AO2 SLP259 T01061061 $"]
["PHX","2019-02-07T12:51:00",53.1,12.9,19.86,50,7,0,30.27,1024.9,10,"M","CLR","M","M","M","M","M","M","M","M","M","M","M","M","M","M",53.1,"KPHX 071951Z 05007KT 10SM CLR 12/M11 A3027 RMK AO2 SLP249 T01171106 $"]
["PHX","2019-02-07T13:51:00",54,15.1,21.16,"M",4,0,30.24,1023.9,10,"M","CLR","M","M","M","M","M","M","M","M","M","M","M","M","M","M",54,"KPHX 072051Z VRB04KT 10SM CLR 12/M09 A3024 RMK AO2 SLP239 T01221094 58024 $"]
["PHX","2019-02-07T14:51:00",55,14,19.44,"M",4,0,30.21,1022.9,10,"M","CLR","M","M","M","M","M","M","M","M","M","M","M","M","M","M",55,"KPHX 072151Z VRB04KT 10SM CLR 13/M10 A3021 RMK AO2 SLP229 T01281100"]
["PHX","2019-02-07T15:51:00",57,12,16.56,20,5,0,30.19,1022.1,10,"M","CLR","M","M","M","M","M","M","M","M","M","M","M","M","M","M",57,"KPHX 072251Z 02005KT 10SM CLR 14/M11 A3019 RMK AO2 SLP221 T01391111"]
["PHX","2019-02-07T16:51:00",55.9,10.9,16.41,10,5,0,30.18,1021.6,10,"M","CLR","M","M","M","M","M","M","M","M","M","M","M","M","M","M",55.9,"KPHX 072351Z 01005KT 10SM CLR 13/M12 A3018 RMK AO2 SLP216 T01331117 10139 20089 56022"]
["PHX","2019-02-07T17:51:00",55,12,17.8,0,0,0,30.17,1021.5,10,"M","CLR","M","M","M","M","M","M","M","M","M","M","M","M","M","M",55,"KPHX 080051Z 00000KT 10SM CLR 13/M11 A3017 RMK AO2 SLP215 T01281111"]
["PHX","2019-02-07T18:51:00",52,21,29.35,230,6,0,30.18,1021.7,10,"M","FEW","M","M","M",23000,"M","M","M","M","M","M","M","M","M","M",52,"KPHX 080151Z 23006KT 10SM FEW230 11/M06 A3018 RMK AO2 SLP217 T01111061"]
["PHX","2019-02-07T19:51:00",50,24.1,36.01,240,4,0,30.18,1022,10,"M","CLR","M","M","M","M","M","M","M","M","M","M","M","M","M","M",48.44,"KPHX 080251Z 24004KT 10SM CLR 10/M04 A3018 RMK AO2 SLP220 T01001044 53001 $"]
["PHX","2019-02-07T20:51:00",50,19.9,30.16,270,6,0,30.19,1022.2,10,"M","CLR","M","M","M","M","M","M","M","M","M","M","M","M","M","M",47.21,"KPHX 080351Z 27006KT 10SM CLR 10/M07 A3019 RMK AO2 SLP222 T01001067 $"]
["PHX","2019-02-07T21:51:00",48.9,19.9,31.42,280,4,0,30.19,1021.9,10,"M","CLR","M","M","M","M","M","M","M","M","M","M","M","M","M","M",47.16,"KPHX 080451Z 28004KT 10SM CLR 09/M07 A3019 RMK AO2 SLP219 T00941067 $"]
["PHX","2019-02-07T22:51:00",45,27,49.02,250,3,0,30.18,1021.7,10,"M","CLR","M","M","M","M","M","M","M","M","M","M","M","M","M","M",43.55,"KPHX 080551Z 25003KT 10SM CLR 07/M03 A3018 RMK AO2 SLP217 T00721028 10139 20072 50000 $"]
["PHX","2019-02-07T23:51:00",45,25,45.12,0,0,0,30.17,1021.3,10,"M","CLR","M","M","M","M","M","M","M","M","M","M","M","M","M","M",45,"KPHX 080651Z 00000KT 10SM CLR 07/M04 A3017 RMK AO2 SLP213 T00721039 401390022 $"]
["PHX","2019-02-08T00:51:00",46.9,21,35.49,280,4,0,30.16,1020.9,10,"M","CLR","M","M","M","M","M","M","M","M","M","M","M","M","M","M",44.82,"KPHX 080751Z 28004KT 10SM CLR 08/M06 A3016 RMK AO2 SLP209 T00831061 $"]
["PHX","2019-02-08T01:51:00",41,28.9,61.79,220,3,0,30.14,1020.5,10,"M","CLR","M","M","M","M","M","M","M","M","M","M","M","M","M","M",38.98,"KPHX 080851Z 22003KT 10SM CLR 05/M02 A3014 RMK AO2 SLP205 T00501017 58012 $"]
["PHX","2019-02-08T02:51:00",41,28,59.55,0,0,0,30.13,1020.1,10,"M","CLR","M","M","M","M","M","M","M","M","M","M","M","M","M","M",41,"KPHX 080951Z 00000KT 10SM CLR 05/M02 A3013 RMK AO2 SLP201 T00501022 $"]
["PHX","2019-02-08T03:51:00",39.9,28.9,64.49,190,3,0,30.12,1019.8,10,"M","CLR","M","M","M","M","M","M","M","M","M","M","M","M","M","M",37.72,"KPHX 081051Z 19003KT 10SM CLR 04/M02 A3012 RMK AO2 SLP198 T00441017 $"]
["PHX","2019-02-08T04:51:00",39.9,30,67.45,0,0,0,30.12,1019.7,10,"M","CLR","M","M","M","M","M","M","M","M","M","M","M","M","M","M",39.9,"KPHX 081151Z 00000KT 10SM CLR 04/M01 A3012 RMK AO2 SLP197 T00441011 10083 20039 56007 $"]
["PHX","2019-02-08T05:51:00",39.9,28.9,64.49,120,3,0,30.13,1019.9,10,"M","CLR","M","M","M","M","M","M","M","M","M","M","M","M","M","M",37.72,"KPHX 081251Z 12003KT 10SM CLR 04/M02 A3013 RMK AO2 SLP199 T00441017 $"]
["PHX","2019-02-08T06:51:00",37.9,30,72.93,110,4,0,30.13,1020.1,10,"M","CLR","M","M","M","M","M","M","M","M","M","M","M","M","M","M",34.31,"KPHX 081351Z 11004KT 10SM CLR 03/M01 A3013 RMK AO2 SLP201 T00331011 $"]
["PHX","2019-02-08T07:51:00",39.9,30,67.45,130,3,0,30.14,1020.3,10,"M","CLR","M","M","M","M","M","M","M","M","M","M","M","M","M","M",37.72,"KPHX 081451Z 13003KT 10SM CLR 04/M01 A3014 RMK AO2 SLP203 T00441011 53005 $"]
["PHX","2019-02-08T08:51:00",44.1,27,50.73,0,0,0,30.16,1021.1,10,"M","CLR","M","M","M","M","M","M","M","M","M","M","M","M","M","M",44.1,"KPHX 081551Z 00000KT 10SM CLR 07/M03 A3016 RMK AO2 SLP211 T00671028 $"]
["PHX","2019-02-08T09:51:00",48,26.1,42.17,"M",3,0,30.15,1020.8,10,"M","CLR","M","M","M","M","M","M","M","M","M","M","M","M","M","M",46.98,"KPHX 081651Z VRB03KT 10SM CLR 09/M03 A3015 RMK AO2 SLP208 T00891033"]
["PHX","2019-02-08T10:51:00",52,23,31.93,0,0,0,30.15,1020.6,10,"M","CLR","M","M","M","M","M","M","M","M","M","M","M","M","M","M",52,"KPHX 081751Z 00000KT 10SM CLR 11/M05 A3015 RMK AO2 SLP206 T01111050 10117 20033 50003"]
["PHX","2019-02-08T11:51:00",57,24.1,27.86,70,4,0,30.11,1019.1,10,"M","CLR","M","M","M","M","M","M","M","M","M","M","M","M","M","M",57,"KPHX 081851Z 07004KT 10SM CLR 14/M04 A3011 RMK AO2 SLP191 T01391044"]
["PHX","2019-02-08T12:51:00",61,21,21.19,130,3,0,30.07,1017.6,10,"M","CLR","M","M","M","M","M","M","M","M","M","M","M","M","M","M",61,"KPHX 081951Z 13003KT 10SM CLR 16/M06 A3007 RMK AO2 SLP176 T01611061"]
["PHX","2019-02-08T13:51:00",64.9,21.9,19.19,140,7,0,30.03,1016.4,10,"M","CLR","M","M","M","M","M","M","M","M","M","M","M","M","M","M",64.9,"KPHX 082051Z 14007KT 110V180 10SM CLR 18/M06 A3003 RMK AO2 SLP164 T01831056 56038"]
["PHX","2019-02-08T14:51:00",66.9,21,17.24,180,6,0,30.02,1015.9,10,"M","FEW","M","M","M",25000,"M","M","M","M","M","M","M","M","M","M",66.9,"KPHX 082151Z 18006KT 10SM FEW250 19/M06 A3002 RMK AO2 SLP159 T01941061"]
["PHX","2019-02-08T15:51:00",66.9,21,17.24,200,5,0,30,1015.1,10,"M","FEW","M","M","M",25000,"M","M","M","M","M","M","M","M","M","M",66.9,"KPHX 082251Z 20005KT 10SM FEW250 19/M06 A3000 RMK AO2 SLP151 T01941061"]
["PHX","2019-02-08T17:51:00",64,21,19.07,230,3,0,29.99,1015,10,"M","FEW","SCT","M","M",25000,29000,"M","M","M","M","M","M","M","M","M",64,"KPHX 090051Z 23003KT 10SM FEW250 SCT290 18/M06 A2999 RMK AO2 SLP150 T01781061"]
["PHX","2019-02-08T18:51:00",61,21.9,22.02,260,5,0,29.99,1015.1,10,"M","FEW","SCT","M","M",25000,29000,"M","M","M","M","M","M","M","M","M",61,"KPHX 090151Z 26005KT 10SM FEW250 SCT290 16/M06 A2999 RMK AO2 SLP151 T01611056"]
["PHX","2019-02-08T19:51:00",55.9,28.9,35.36,210,3,0,29.99,1015.3,10,"M","CLR","M","M","M","M","M","M","M","M","M","M","M","M","M","M",55.9,"KPHX 090251Z 21003KT 10SM CLR 13/M02 A2999 RMK AO2 SLP153 T01331017 55001"]
["PHX","2019-02-08T20:51:00",55,28.9,36.54,0,0,0,29.99,1015,10,"M","CLR","M","M","M","M","M","M","M","M","M","M","M","M","M","M",55,"KPHX 090351Z 00000KT 10SM CLR 13/M02 A2999 RMK AO2 SLP150 T01281017"]
["PHX","2019-02-08T21:51:00",52,30.9,44.24,90,5,0,29.98,1014.9,10,"M","CLR","M","M","M","M","M","M","M","M","M","M","M","M","M","M",52,"KPHX 090451Z 09005KT 10SM CLR 11/M01 A2998 RMK AO2 SLP149 T01111006"]
["PHX","2019-02-08T22:51:00",48.9,35.1,58.75,220,3,0,29.98,1014.8,10,"M","FEW","SCT","M","M",18000,25000,"M","M","M","M","M","M","M","M","M",48.01,"KPHX 090551Z 22003KT 10SM FEW180 SCT250 09/02 A2998 RMK AO2 SLP148 T00940017 10189 20094 56003"]
["PHX","2019-02-08T23:51:00",50,33.1,52.06,0,0,0,29.99,1015,10,"M","SCT","M","M","M",25000,"M","M","M","M","M","M","M","M","M","M",50,"KPHX 090651Z 00000KT 10SM SCT250 10/01 A2999 RMK AO2 SLP150 T01000006 401940033"]
["PHX","2019-02-09T00:51:00",48,34,58.16,0,0,0,29.99,1015.1,10,"M","SCT","M","M","M",25000,"M","M","M","M","M","M","M","M","M","M",48,"KPHX 090751Z 00000KT 10SM SCT250 09/01 A2999 RMK AO2 SLP151 T00890011"]
["PHX","2019-02-09T01:51:00",46.9,33.1,58.47,90,8,0,29.98,1014.8,10,"M","SCT","M","M","M",25000,"M","M","M","M","M","M","M","M","M","M",42.47,"KPHX 090851Z 09008KT 10SM SCT250 08/01 A2998 RMK AO2 SLP148 T00830006 50001"]
["PHX","2019-02-09T02:51:00",46,33.1,60.49,100,6,0,29.96,1013.9,10,"M","SCT","M","M","M",25000,"M","M","M","M","M","M","M","M","M","M",42.39,"KPHX 090951Z 10006KT 10SM SCT250 08/01 A2996 RMK AO2 SLP139 T00780006"]
["PHX","2019-02-09T03:51:00",45,34,65.13,110,7,0,29.94,1013.2,10,"M","BKN","M","M","M",23000,"M","M","M","M","M","M","M","M","M","M",40.63,"KPHX 091051Z 11007KT 10SM BKN230 07/01 A2994 RMK AO2 SLP132 T00720011"]
["PHX","2019-02-09T04:51:00",46,34,62.71,100,6,0,29.92,1012.6,10,"M","BKN","M","M","M",23000,"M","M","M","M","M","M","M","M","M","M",42.39,"KPHX 091151Z 10006KT 10SM BKN230 08/01 A2992 RMK AO2 SLP126 T00780011 10106 20072 56020"]
["PHX","2019-02-09T05:51:00",46,34,62.71,140,8,0,29.93,1012.9,10,"M","SCT","BKN","M","M",21000,25000,"M","M","M","M","M","M","M","M","M",41.36,"KPHX 091251Z 14008KT 10SM SCT210 BKN250 08/01 A2993 RMK AO2 SLP129 T00780011"]
["PHX","2019-02-09T06:51:00",45,35.1,68.05,130,4,0,29.94,1013.4,10,"M","BKN","BKN","M","M",18000,23000,"M","M","M","M","M","M","M","M","M",42.6,"KPHX 091351Z 13004KT 10SM BKN180 BKN230 07/02 A2994 RMK AO2 SLP134 T00720017"]
["PHX","2019-02-09T07:51:00",45,34,65.13,110,4,0,29.94,1013.5,10,"M","FEW","BKN","BKN","M",15000,19000,23000,"M","M","M","M","M","M","M","M",42.6,"KPHX 091451Z 11004KT 10SM FEW150 BKN190 BKN230 07/01 A2994 RMK AO2 SLP135 T00720011 51006"]
["PHX","2019-02-09T08:51:00",46.9,34,60.61,100,4,0,29.95,1014,10,"M","SCT","BKN","BKN","M",16000,19000,25000,"M","M","M","M","M","M","M","M",44.82,"KPHX 091551Z 10004KT 10SM SCT160 BKN190 BKN250 08/01 A2995 RMK AO2 SLP140 T00830011"]
["PHX","2019-02-09T09:51:00",50,32,49.81,80,4,0,29.96,1014,10,"M","FEW","BKN","BKN","M",17000,19000,25000,"M","M","M","M","M","M","M","M",48.44,"KPHX 091651Z 08004KT 10SM FEW170 BKN190 BKN250 10/00 A2996 RMK AO2 SLP140 T01000000"]
["PHX","2019-02-09T10:51:00",53.1,33.1,46.42,120,5,0,29.97,1014.4,10,"M","SCT","BKN","BKN","M",18000,20000,25000,"M","M","M","M","M","M","M","M",53.1,"KPHX 091751Z 12005KT 10SM SCT180 BKN200 BKN250 12/01 A2997 RMK AO2 SLP144 T01170006 10117 20067 52008"]
["PHX","2019-02-09T11:51:00",55,30.9,39.63,130,5,0,29.95,1013.8,10,"M","SCT","BKN","BKN","M",17000,19000,23000,"M","M","M","M","M","M","M","M",55,"KPHX 091851Z 13005KT 10SM SCT170 BKN190 BKN230 13/M01 A2995 RMK AO2 SLP138 T01281006"]
["PHX","2019-02-09T12:51:00",57,30.9,36.86,120,3,0,29.93,1013.1,10,"M","SCT","BKN","BKN","M",17000,19000,23000,"M","M","M","M","M","M","M","M",57,"KPHX 091951Z 12003KT 10SM SCT170 BKN190 BKN230 14/M01 A2993 RMK AO2 SLP131 T01391006"]
["PHX","2019-02-09T13:51:00",57,34,41.76,0,0,0,29.92,1012.7,10,"M","BKN","BKN","BKN","M",18000,20000,23000,"M","M","M","M","M","M","M","M",57,"KPHX 092051Z 00000KT 10SM BKN180 BKN200 BKN230 14/01 A2992 RMK AO2 SLP127 T01390011 56015"]
["PHX","2019-02-09T14:51:00",57.9,32,37.31,270,7,0,29.94,1013.3,10,"M","BKN","OVC","M","M",18000,20000,"M","M","M","M","M","M","M","M","M",57.9,"KPHX 092151Z 27007KT 10SM BKN180 OVC200 14/00 A2994 RMK AO2 SLP133 T01440000"]
["PHX","2019-02-09T15:51:00",57.9,26.1,29.32,270,15,0,29.95,1013.8,10,"M","BKN","BKN","BKN","M",18000,21000,25000,"M","M","M","M","M","M","M","M",57.9,"KPHX 092251Z 27015KT 10SM BKN180 BKN210 BKN250 14/M03 A2995 RMK AO2 SLP138 T01441033"]
["PHX","2019-02-09T16:51:00",55.9,30,36.98,190,5,0,29.95,1013.8,10,"M","BKN","BKN","BKN","M",18000,21000,25000,"M","M","M","M","M","M","M","M",55.9,"KPHX 092351Z 19005KT 10SM BKN180 BKN210 BKN250 13/M01 A2995 RMK AO2 SLP138 T01331011 10150 20117 50010"]
["PHX","2019-02-09T17:51:00",55.9,27,32.71,180,5,0,29.96,1014,10,"M","BKN","BKN","BKN","M",18000,21000,25000,"M","M","M","M","M","M","M","M",55.9,"KPHX 100051Z 18005KT 10SM BKN180 BKN210 BKN250 13/M03 A2996 RMK AO2 SLP140 T01331028"]
["PHX","2019-02-09T18:51:00",55.9,25,30.1,320,6,0,29.97,1014.5,10,"M","BKN","BKN","M","M",18000,23000,"M","M","M","M","M","M","M","M","M",55.9,"KPHX 100151Z 32006KT 10SM BKN180 BKN230 13/M04 A2997 RMK AO2 SLP145 T01331039"]
["PHX","2019-02-09T19:51:00",55,25,31.11,340,3,0,29.99,1015.2,10,"M","SCT","BKN","M","M",19000,23000,"M","M","M","M","M","M","M","M","M",55,"KPHX 100251Z 34003KT 10SM SCT190 BKN230 13/M04 A2999 RMK AO2 SLP152 T01281039 53014"]
["PHX","2019-02-09T20:51:00",54,26.1,33.77,360,4,0,30,1015.5,10,"M","FEW","BKN","M","M",19000,24000,"M","M","M","M","M","M","M","M","M",54,"KPHX 100351Z 36004KT 10SM FEW190 BKN240 12/M03 A3000 RMK AO2 SLP155 T01221033"]
["PHX","2019-02-09T21:51:00",53.1,23,30.67,20,5,0,30.01,1015.8,10,"M","FEW","BKN","M","M",19000,24000,"M","M","M","M","M","M","M","M","M",53.1,"KPHX 100451Z 02005KT 10SM FEW190 BKN240 12/M05 A3001 RMK AO2 SLP158 T01171050"]
["PHX","2019-02-09T22:51:00",46.9,28,47.54,0,0,0,30.01,1016,10,"M","SCT","M","M","M",24000,"M","M","M","M","M","M","M","M","M","M",46.9,"KPHX 100551Z 00000KT 10SM SCT240 08/M02 A3001 RMK AO2 SLP160 T00831022 10139 20083 51007"]
["PHX","2019-02-09T23:51:00",45,32,60.11,0,0,0,30,1015.4,10,"M","SCT","M","M","M",24000,"M","M","M","M","M","M","M","M","M","M",45,"KPHX 100651Z 00000KT 10SM SCT240 07/00 A3000 RMK AO2 SLP154 T00720000 401500067"]
["PHX","2019-02-10T00:51:00",44.1,34,67.41,90,5,0,29.99,1015.1,10,"M","SCT","M","M","M",24000,"M","M","M","M","M","M","M","M","M","M",40.77,"KPHX 100751Z 09005KT 10SM SCT240 07/01 A2999 RMK AO2 SLP151 T00670011"]
["PHX","2019-02-10T01:51:00",43,34,70.3,80,5,0,29.99,1015.1,10,"M","FEW","M","M","M",24000,"M","M","M","M","M","M","M","M","M","M",39.46,"KPHX 100851Z 08005KT 10SM FEW240 06/01 A2999 RMK AO2 SLP151 T00610011 56008"]
["PHX","2019-02-10T02:51:00",42.1,33.1,70.2,0,0,0,29.98,1014.9,10,"M","BKN","M","M","M",20000,"M","M","M","M","M","M","M","M","M","M",42.1,"KPHX 100951Z 00000KT 10SM BKN200 06/01 A2998 RMK AO2 SLP149 T00560006"]
["PHX","2019-02-10T03:51:00",41,34,75.94,100,4,0,29.97,1014.6,10,"M","BKN","M","M","M",20000,"M","M","M","M","M","M","M","M","M","M",37.93,"KPHX 101051Z 10004KT 10SM BKN200 05/01 A2997 RMK AO2 SLP146 T00500011"]
["PHX","2019-02-10T04:51:00",39.9,33.1,76.44,0,0,0,29.97,1014.7,10,"M","SCT","M","M","M",20000,"M","M","M","M","M","M","M","M","M","M",39.9,"KPHX 101151Z 00000KT 10SM SCT200 04/01 A2997 RMK AO2 SLP147 T00440006 10083 20044 56005"]
["PHX","2019-02-10T05:51:00",39.9,33.1,76.44,80,3,0,29.97,1014.4,10,"M","CLR","M","M","M","M","M","M","M","M","M","M","M","M","M","M",37.72,"KPHX 101251Z 08003KT 10SM CLR 04/01 A2997 RMK AO2 SLP144 T00440006"]
["PHX","2019-02-10T10:51:00",53.1,28,37.74,140,3,0,30,1015.3,10,"M","BKN","M","M","M",25000,"M","M","M","M","M","M","M","M","M","M",53.1,"KPHX 101751Z 14003KT 10SM BKN250 12/M02 A3000 RMK AO2 SLP153 T01171022 10122 20033 50003 $"]
["PHX","2019-02-10T15:51:00",63,21.9,20.52,260,3,0,29.88,1011.3,10,"M","FEW","M","M","M",25000,"M","M","M","M","M","M","M","M","M","M",63,"KPHX 102251Z 26003KT 10SM FEW250 17/M06 A2988 RMK AO2 SLP113 T01721056 $"]
["PHX","2019-02-11T00:51:00",46.9,32,55.94,0,0,0,29.9,1012.2,10,"M","FEW","M","M","M",13000,"M","M","M","M","M","M","M","M","M","M",46.9,"KPHX 110751Z 00000KT 10SM FEW130 08/00 A2990 RMK AO2 SLP122 T00830000 $"]
["PHX","2019-02-11T08:51:00",46,21,36.72,300,14,0,30.08,1018.1,10,"M","FEW","M","M","M",7000,"M","M","M","M","M","M","M","M","M","M",39.21,"KPHX 111551Z 30014KT 10SM FEW070 08/M06 A3008 RMK AO2 SLP181 T00781061"]
["PHX","2019-02-11T14:51:00",57.9,12,16.03,340,7,0,30.09,1018.5,10,"M","CLR","M","M","M","M","M","M","M","M","M","M","M","M","M","M",57.9,"KPHX 112151Z 34007KT 300V010 10SM CLR 14/M11 A3009 RMK AO2 SLP185 T01441111"]
["PHX","2019-02-12T01:51:00",43,28,55.14,130,4,0,30.2,1022.3,10,"M","CLR","M","M","M","M","M","M","M","M","M","M","M","M","M","M",40.27,"KPHX 120851Z 13004KT 10SM CLR 06/M02 A3020 RMK AO2 SLP223 T00611022 50002"]
["PHX","2019-02-12T10:51:00",55,24.1,29.96,120,4,0,30.21,1022.8,10,"M","FEW","M","M","M",25000,"M","M","M","M","M","M","M","M","M","M",55,"KPHX 121751Z 12004KT 10SM FEW250 13/M04 A3021 RMK AO2 SLP228 T01281044 10128 20033 50007"]
["PHX","2019-02-12T11:51:00",57.9,21.9,24.59,0,0,0,30.2,1022.2,10,"M","SCT","M","M","M",25000,"M","M","M","M","M","M","M","M","M","M",57.9,"KPHX 121851Z 00000KT 10SM SCT250 14/M06 A3020 RMK AO2 SLP222 T01441056"]
["PHX","2019-02-12T19:51:00",59,23,24.76,250,3,0,30.07,1017.7,10,"M","SCT","BKN","M","M",25000,29000,"M","M","M","M","M","M","M","M","M",59,"KPHX 130251Z 25003KT 10SM SCT250 BKN290 15/M05 A3007 RMK AO2 SLP177 T01501050 58001"]
["PHX","2019-02-13T04:51:00",50,28,42.33,110,5,0,30,1015.1,10,"M","BKN","OVC","M","M",20000,25000,"M","M","M","M","M","M","M","M","M",47.77,"KPHX 131151Z 11005KT 10SM BKN200 OVC250 10/M02 A3000 RMK AO2 SLP151 T01001022 10133 20100 56005 $"]
["PHX","2019-02-13T13:51:00",64.9,25,21.86,100,3,0,29.94,1013.1,10,"M","BKN","BKN","OVC","M",16000,19000,25000,"M","M","M","M","M","M","M","M",64.9,"KPHX 132051Z 10003KT 10SM BKN160 BKN190 OVC250 18/M04 A2994 RMK AO2 SLP131 T01831039 58022"]
["PHX","2019-02-13T22:51:00",60.1,33.1,36.05,240,3,0,30.01,1015.3,10,"M","BKN","OVC","M","M",8000,9000,"M","M","M","M","M","M","M","M","M",60.1,"KPHX 140551Z 24003KT 10SM BKN080 OVC090 16/01 A3001 RMK AO2 SLP153 T01560006 10194 20150 51022"]
["PHX","2019-02-14T03:51:00",57,42.1,57.38,0,0,0,29.98,1014.3,10,"M","FEW","BKN","OVC","M",4500,5500,10000,"M","M","M","M","M","M","M","M",57,"KPHX 141051Z 00000KT 10SM FEW045 BKN055 OVC100 14/06 A2998 RMK AO2 SLP143 T01390056"]
["PHX","2019-02-14T15:51:00",57.9,54,86.82,110,7,"T",29.85,1010.1,10,"M","BKN","OVC","M","M",4300,8000,"M","M",{"$error":"#NAME?"},"M","M","M","M","M","M",57.9,"KPHX 142251Z 11007KT 10SM -RA BKN043 OVC080 14/12 A2985 RMK AO2 SLP101 P0000 T01440122"]
["PHX","2019-02-14T20:51:00",57.9,57,96.81,140,4,0,29.86,1010.4,10,"M","FEW","OVC","M","M",2000,3300,"M","M","M","M","M","M","M","M","M",57.9,"KPHX 150351Z 14004KT 10SM FEW020 OVC033 14/14 A2986 RMK AO2 SLP104 T01440139"]
["PHX","2019-02-14T21:51:00",57,57,100,220,5,"T",29.9,1011.8,4,"M","FEW","BKN","OVC","M",2300,3400,6000,"M",{"$f":"-RA BR","v":{"$error":"#NAME?"}},"M","M","M","M","M","M",57,"KPHX 150451Z 22005KT 4SM -RA BR FEW023 BKN034 OVC060 14/14 A2990 RMK AO2 RAB17 SLP118 P0000 T01390139"]
["PHX","2019-02-15T11:51:00",66,51.1,58.62,140,4,0,29.98,1014.4,10,"M","FEW","FEW","BKN","M",3500,7000,25000,"M","M","M","M","M","M","M","M",66,"KPHX 151851Z 14004KT 10SM FEW035 FEW070 BKN250 19/11 A2998 RMK AO2 SLP144 T01890106"]
["PHX","2019-02-15T14:51:00",66.9,48.9,52.35,120,3,0,29.94,1012.8,10,"M","SCT","BKN","BKN","BKN",4100,5000,6000,18000,"M","M","M","M","M","M","M",66.9,"KPHX 152151Z 12003KT 10SM SCT041 BKN050 BKN060 BKN180 BKN270 19/09 A2994 RMK AO2 SLP128 T01940094"]
["PHX","2019-02-16T01:51:00",50,34,53.97,240,5,0,29.93,1012.9,10,"M","FEW","SCT","BKN","OVC",8000,11000,20000,25000,"M","M","M","M","M","M","M",47.77,"KPHX 160851Z 24005KT 10SM FEW080 SCT110 BKN200 OVC250 10/01 A2993 RMK AO2 SLP129 T01000011 56001 $"]
["PHX","2019-02-16T10:51:00",59,39.9,49.04,270,9,0,29.99,"M",10,"M","SCT","BKN","M","M",5000,25000,"M","M","M","M","M","M","M","M","M",59,"KPHX 161751Z 27009KT 10SM SCT050 BKN250 15/04 A2999 RMK AO2 SLPNO T01500044 10150 20094 51011 $"]
["PHX","2019-02-16T14:51:00",61,30.9,31.95,280,18,0,29.9,1011.8,10,"M","BKN","BKN","M","M",8000,25000,"M","M","M","M","M","M","M","M","M",61,"KPHX 162151Z 28018KT 10SM BKN080 BKN250 16/M01 A2990 RMK AO2 SLP118 T01611006"]
["PHX","2019-02-17T03:51:00",45,30.9,57.5,90,6,0,29.93,1012.8,10,"M","BKN","M","M","M",9500,"M","M","M","M","M","M","M","M","M","M",41.19,"KPHX 171051Z 09006KT 10SM BKN095 07/M01 A2993 RMK AO2 SLP128 T00721006"]
["PHX","2019-02-17T12:51:00",57,27,31.43,190,5,0,29.96,1014.1,10,"M","FEW","SCT","BKN","M",6000,8000,25000,"M","M","M","M","M","M","M","M",57,"KPHX 171951Z 19005KT 10SM FEW060 SCT080 BKN250 14/M03 A2996 RMK AO2 SLP141 T01391028"]
["PHX","2019-02-17T13:51:00",57.9,28,31.71,190,11,0,29.94,1013.3,10,15,"SCT","BKN","M","M",8000,9000,"M","M","M","M","M","M","M","M","M",57.9,"KPHX 172051Z 19011G15KT 10SM SCT080 BKN090 14/M02 A2994 RMK AO2 SLP133 T01441022 58020"]
["PHX","2019-02-18T01:51:00",50,39,65.75,230,5,"T",29.92,1012.7,10,"M","FEW","BKN","BKN","M",6000,9500,11000,"M","M","M","M","M","M","M","M",47.77,"KPHX 180851Z 23005KT 10SM FEW060 BKN095 BKN110 10/04 A2992 RMK AO2 RAB37E50 SLP127 P0000 60000 T01000039 53002"]
["PHX","2019-02-18T06:51:00",46,41,82.58,200,7,"T",29.93,1013.2,10,"M","FEW","BKN","OVC","M",3500,5000,7500,"M","M","M","M","M","M","M","M",41.84,"KPHX 181351Z 20007KT 10SM FEW035 BKN050 OVC075 08/05 A2993 RMK AO2 RAE44 SLP132 P0000 T00780050 $"]
["PHX","2019-02-18T15:51:00",55,30.9,39.63,220,7,0,29.9,1012.1,10,15,"SCT","BKN","M","M",5000,7000,"M","M","M","M","M","M","M","M","M",55,"KPHX 182251Z 22007G15KT 10SM SCT050 BKN070 13/M01 A2990 RMK AO2 SLP121 T01281006 $"]
["PHX","2019-02-19T00:51:00",43,33.1,67.82,0,0,0,29.92,1012.7,10,"M","FEW","SCT","M","M",7000,10000,"M","M","M","M","M","M","M","M","M",43,"KPHX 190751Z 00000KT 10SM FEW070 SCT100 06/01 A2992 RMK AO2 SLP127 T00610006 $"]
["PHX","2019-02-19T10:51:00",46.9,30,51.58,0,0,0,30.01,1016,10,"M","FEW","FEW","SCT","M",4000,7000,25000,"M","M","M","M","M","M","M","M",46.9,"KPHX 191751Z 00000KT 10SM FEW040 FEW070 SCT250 08/M01 A3001 RMK AO2 SLP160 T00831011 10083 20022 51015"]
["PHX","2019-02-19T17:51:00",54,19.9,26.02,250,13,0,29.97,1014.6,10,"M","SCT","M","M","M",9000,"M","M","M","M","M","M","M","M","M","M",54,"KPHX 200051Z 25013KT 10SM SCT090 12/M07 A2997 RMK AO2 SLP146 T01221067"]
["PHX","2019-02-20T02:51:00",39.9,21,46.41,110,3,0,30.02,1016.4,10,"M","CLR","M","M","M","M","M","M","M","M","M","M","M","M","M","M",37.72,"KPHX 200951Z 11003KT 10SM CLR 04/M06 A3002 RMK AO2 SLP164 T00441061"]
["PHX","2019-02-20T03:51:00",36,21.9,56.18,100,4,0,30.01,1016.1,10,"M","CLR","M","M","M","M","M","M","M","M","M","M","M","M","M","M",32.09,"KPHX 201051Z 10004KT 10SM CLR 02/M06 A3001 RMK AO2 SLP161 T00221056"]
["PHX","2019-02-20T15:51:00",57,12.9,17.23,150,8,0,29.82,1009.3,10,"M","FEW","SCT","M","M",19000,25000,"M","M","M","M","M","M","M","M","M",57,"KPHX 202251Z 15008KT 10SM FEW190 SCT250 14/M11 A2982 RMK AO2 SLP093 T01391106"]
["PHX","2019-02-20T20:51:00",53.1,16,22.74,90,5,0,29.73,1006.3,10,"M","FEW","OVC","M","M",8000,14000,"M","M","M","M","M","M","M","M","M",53.1,"KPHX 210351Z 09005KT 10SM FEW080 OVC140 12/M09 A2973 RMK AO2 SLP063 T01171089"]
["PHX","2019-02-21T05:51:00",48,34,58.16,110,12,0,29.65,1003.4,10,"M","SCT","BKN","BKN","M",6000,10000,18000,"M","M","M","M","M","M","M","M",42.37,"KPHX 211251Z 11012KT 10SM SCT060 BKN100 BKN180 09/01 A2965 RMK AO2 SLP034 T00890011"]
["PHX","2019-02-21T13:33:00",46,44.1,93.03,280,20,0.03,29.64,"M",4,27,"FEW","BKN","OVC","M",2400,3200,7000,"M","RA BR","M","M","M",39,230,"2019-02-21T13:19:00",37.73,"KPHX 212033Z 28020G27KT 4SM RA BR FEW024 BKN032 OVC070 08/07 A2964 RMK AO2 PK WND 23039/2019 WSHFT 2009 RAB22 P0003 T00780067"]
["PHX","2019-02-21T19:51:00",41,41,100,80,14,0.08,29.69,1005.4,9,"M","BKN","OVC","M","M",1300,2200,"M","M",{"$f":"-RA","v":{"$error":"#NAME?"}},"M","M","M","M","M","M",32.76,"KPHX 220251Z 08014KT 9SM -RA BKN013 OVC022 05/05 A2969 RMK AO2 SLP054 P0008 60021 T00500050 53016"]
["PHX","2019-02-22T00:51:00",39.9,39.9,100,120,11,0.09,29.71,1005.8,8,"M","FEW","SCT","OVC","M",900,2400,3800,"M",{"$f":"-RA","v":{"$error":"#NAME?"}},"M","M","M","M","M","M",32.45,"KPHX 220751Z 12011KT 8SM -RA FEW009 SCT024 OVC038 04/04 A2971 RMK AO2 SLP058 P0009 T00440044"]
["PHX","2019-02-22T04:51:00",39,39,100,110,6,0.02,29.75,1007.2,10,"M","FEW","SCT","OVC","M",600,1200,3200,"M","M","M","M","M","M","M","M",33.96,"KPHX 221151Z 11006KT 10SM FEW006 SCT012 OVC032 04/04 A2975 RMK AO2 RAE48 SLP072 P0002 60036 70118 T00390039 10050 20033 52013"]
["PHX","2019-02-22T05:51:00",39.9,39.9,100,80,8,0.01,29.76,1007.5,10,"M","SCT","BKN","OVC","M",1000,4000,6500,"M","M","M","M","M","M","M","M",33.84,"KPHX 221251Z 08008KT 10SM SCT010 BKN040 OVC065 04/04 A2976 RMK AO2 RAB00E37 SLP075 P0001 T00440044"]
["PHX","2019-02-22T14:51:00",46,41,82.58,60,7,0,29.86,1011.1,10,"M","SCT","BKN","BKN","M",1800,2500,3200,"M","M","M","M","M","M","M","M",41.84,"KPHX 222151Z 06007KT 10SM SCT018 BKN025 BKN032 08/05 A2986 RMK AO2 SLP111 VIRGA ALQDS SHRA DSNT SW-W T00780050"]
["PHX","2019-02-22T19:51:00",44.1,42.1,92.62,80,7,0,30.03,1016.9,10,"M","FEW","SCT","BKN","M",3000,4900,6000,"M","M","M","M","M","M","M","M",39.53,"KPHX 230251Z 08007KT 10SM FEW030 SCT049 BKN060 07/06 A3003 RMK AO2 SLP169 SHRA DSNT N 60002 T00670056 53035"]
["PHX","2019-02-23T04:51:00",37.9,37,96.52,0,0,0,30.22,1023.5,10,"M","FEW","FEW","SCT","M",10000,15000,20000,"M","M","M","M","M","M","M","M",37.9,"KPHX 231151Z 00000KT 10SM FEW100 FEW150 SCT200 03/03 A3022 RMK AO2 SLP235 70011 T00330028 10050 20028 53020"]
["PHX","2019-02-23T13:51:00",52,35.1,52.36,0,0,0,30.29,1025.5,10,"M","SCT","SCT","M","M",3500,4500,"M","M","M","M","M","M","M","M","M",52,"KPHX 232051Z 00000KT 10SM SCT035 SCT045 11/02 A3029 RMK AO2 SLP255 T01110017 58016"]
["PHX","2019-02-23T21:51:00",46,34,62.71,90,6,0,30.26,1024.7,10,"M","CLR","M","M","M","M","M","M","M","M","M","M","M","M","M","M",42.39,"KPHX 240451Z 09006KT 10SM CLR 08/01 A3026 RMK AO2 SLP247 T00780011 $"]
["PHX","2019-02-24T06:51:00",37.9,35.1,89.53,0,0,0,30.17,1021.6,10,"M","BKN","M","M","M",25000,"M","M","M","M","M","M","M","M","M","M",37.9,"KPHX 241351Z 00000KT 10SM BKN250 03/02 A3017 RMK AO2 SLP216 T00330017 $"]
["PHX","2019-02-24T15:51:00",62.1,30.9,30.73,270,6,0,30.02,1016,10,"M","OVC","M","M","M",25000,"M","M","M","M","M","M","M","M","M","M",62.1,"KPHX 242251Z 27006KT 10SM OVC250 17/M01 A3002 RMK AO2 SLP160 T01671006 $"]
["PHX","2019-02-24T16:51:00",63,30.9,29.77,240,10,0,30.01,1015.7,10,"M","BKN","M","M","M",25000,"M","M","M","M","M","M","M","M","M","M",63,"KPHX 242351Z 24010KT 10SM BKN250 17/M01 A3001 RMK AO2 SLP157 T01721006 10178 20100 56015 $"]
["PHX","2019-02-25T02:51:00",44.1,37.9,78.66,0,0,0,30.04,1016.6,10,"M","CLR","M","M","M","M","M","M","M","M","M","M","M","M","M","M",44.1,"KPHX 250951Z 00000KT 10SM CLR 07/03 A3004 RMK AO2 SLP166 T00670033 $"]
["PHX","2019-02-25T09:51:00",52,35.1,52.36,80,3,0,30.1,1018.9,10,"M","FEW","BKN","M","M",22000,25000,"M","M","M","M","M","M","M","M","M",52,"KPHX 251651Z 08003KT 10SM FEW220 BKN250 11/02 A3010 RMK AO2 SLP189 T01110017"]
["PHX","2019-02-25T18:51:00",61,36,39.19,200,3,0,30.03,1016.3,10,"M","SCT","BKN","M","M",17000,25000,"M","M","M","M","M","M","M","M","M",61,"KPHX 260151Z 20003KT 10SM SCT170 BKN250 16/02 A3003 RMK AO2 SLP163 T01610022"]
["PHX","2019-02-26T03:51:00",48,39,70.85,120,4,0,30.06,1017.4,10,"M","SCT","M","M","M",25000,"M","M","M","M","M","M","M","M","M","M",46.1,"KPHX 261051Z 12004KT 10SM SCT250 09/04 A3006 RMK AO2 SLP174 T00890039"]
["PHX","2019-02-26T10:51:00",61,35.1,37.81,110,7,0,30.12,1019.4,10,"M","FEW","M","M","M",25000,"M","M","M","M","M","M","M","M","M","M",61,"KPHX 261751Z 11007KT 10SM FEW250 16/02 A3012 RMK AO2 SLP194 T01610017 10167 20061 50001"]
["PHX","2019-02-26T20:51:00",64,39,39.67,260,4,0,30.02,1015.8,10,"M","BKN","BKN","BKN","M",17000,20000,25000,"M","M","M","M","M","M","M","M",64,"KPHX 270351Z 26004KT 10SM BKN170 BKN200 BKN250 18/04 A3002 RMK AO2 SLP158 T01780039"]
["PHX","2019-02-27T05:51:00",55,43,63.86,110,4,0,30.04,1016.5,10,"M","BKN","OVC","M","M",14000,25000,"M","M","M","M","M","M","M","M","M",55,"KPHX 271251Z 11004KT 10SM BKN140 OVC250 13/06 A3004 RMK AO2 SLP165 T01280061"]
["PHX","2019-02-27T06:51:00",54,41,61.32,90,5,0,30.04,1016.4,10,"M","SCT","BKN","BKN","M",14000,22000,25000,"M","M","M","M","M","M","M","M",54,"KPHX 271351Z 09005KT 10SM SCT140 BKN220 BKN250 12/05 A3004 RMK AO2 SLP164 T01220050"]
["PHX","2019-02-27T15:43:00",73.9,32,21.4,0,0,0,30.01,"M",10,"M","FEW","FEW","SCT","M",200,14000,25000,"M","M","M","M","M","M","M","M",72,"KPHX 272243Z 00000KT 10SM FEW002 FEW140 SCT250 23/00 A3001 RMK AO2 FEW002 FU E T02330000"]
["PHX","2019-02-27T22:51:00",61,39.9,45.67,100,4,0,30.03,1015.9,10,"M","FEW","M","M","M",10000,"M","M","M","M","M","M","M","M","M","M",61,"KPHX 280551Z 10004KT 10SM FEW100 16/04 A3003 RMK AO2 SLP159 T01610044 10239 20150 51002"]
["PHX","2019-02-28T07:51:00",53.1,39.9,60.73,120,7,0,30.05,1016.9,10,"M","FEW","M","M","M",25000,"M","M","M","M","M","M","M","M","M","M",53.1,"KPHX 281451Z 12007KT 10SM FEW250 12/04 A3005 RMK AO2 SLP169 T01170044 51006"]
["PHX","2019-02-28T16:51:00",75.9,37,24.43,110,4,0,29.95,1013,10,"M","FEW","SCT","M","M",25000,29000,"M","M","M","M","M","M","M","M","M",74.34,"KPHX 282351Z 11004KT 10SM FEW250 SCT290 24/03 A2995 RMK AO2 SLP130 T02440028 10250 20178 57019"]
["PHX","2019-02-28T22:51:00",62.1,45,53.45,80,6,0,30,1014.9,10,"M","BKN","M","M","M",25000,"M","M","M","M","M","M","M","M","M","M",62.1,"KPHX 010551Z 08006KT 10SM BKN250 17/07 A3000 RMK AO2 SLP149 T01670072 10244 20167 51011"]
["PHX","2019-03-01T09:51:00",63,44.1,50.03,120,8,0,30.03,1015.9,10,"M","SCT","BKN","M","M",17000,21000,"M","M","M","M","M","M","M","M","M",63,"KPHX 011651Z 12008KT 10SM SCT170 BKN210 17/07 A3003 RMK AO2 SLP159 T01720067"]
["PHX","2019-03-01T18:51:00",73,46.9,39.43,170,3,0,29.92,1012.2,10,"M","BKN","BKN","M","M",23000,27000,"M","M","M","M","M","M","M","M","M",71.85,"KPHX 020151Z 17003KT 10SM BKN230 BKN270 23/08 A2992 RMK AO2 SLP122 T02280083"]
["PHX","2019-03-01T19:51:00",72,48,42.51,140,3,0,29.94,1012.8,10,"M","BKN","BKN","M","M",23000,27000,"M","M","M","M","M","M","M","M","M",70.9,"KPHX 020251Z 14003KT 10SM BKN230 BKN270 22/09 A2994 RMK AO2 SLP128 T02220089 53006"]
["PHX","2019-03-02T03:51:00",61,50,67.06,100,5,0,29.93,1012.3,10,"M","SCT","BKN","BKN","M",14000,18000,25000,"M","M","M","M","M","M","M","M",61,"KPHX 021051Z 10005KT 10SM SCT140 BKN180 BKN250 16/10 A2993 RMK AO2 SLP123 T01610100"]
["PHX","2019-03-02T12:51:00",69.1,45,41.9,290,9,0,29.98,1014.1,10,"M","BKN","BKN","OVC","M",9000,11000,25000,"M","M","M","M","M","M","M","M",69.1,"KPHX 021951Z 29009KT 10SM BKN090 BKN110 OVC250 21/07 A2998 RMK AO2 SLP141 T02060072"]
["PHX","2019-03-02T21:51:00",66,46.9,50.1,80,8,0,29.93,1012.5,10,"M","FEW","M","M","M",8500,"M","M","M","M","M","M","M","M","M","M",66,"KPHX 030451Z 08008KT 10SM FEW085 19/08 A2993 RMK AO2 SLP125 T01890083"]
["PHX","2019-03-03T06:51:00",53.1,48,82.76,100,5,0,29.97,1014.1,10,"M","FEW","SCT","M","M",10000,25000,"M","M","M","M","M","M","M","M","M",53.1,"KPHX 031351Z 10005KT 10SM FEW100 SCT250 12/09 A2997 RMK AO2 SLP141 T01170089"]
["PHX","2019-03-03T11:51:00",68,45,43.51,330,5,0,30,1014.9,10,"M","FEW","BKN","M","M",4500,25000,"M","M","M","M","M","M","M","M","M",68,"KPHX 031851Z 33005KT 10SM FEW045 BKN250 20/07 A3000 RMK AO2 SLP149 T02000072"]
["PHX","2019-03-03T23:51:00",63,46,53.78,0,0,0,29.9,1011.4,10,"M","BKN","M","M","M",25000,"M","M","M","M","M","M","M","M","M","M",63,"KPHX 040651Z 00000KT 10SM BKN250 17/08 A2990 RMK AO2 SLP114 T01720078 402390111"]
["PHX","2019-03-04T08:51:00",57.9,46,64.47,80,4,0,29.99,1014.7,10,"M","FEW","BKN","M","M",22000,25000,"M","M","M","M","M","M","M","M","M",57.9,"KPHX 041551Z 08004KT 10SM FEW220 BKN250 14/08 A2999 RMK AO2 SLP147 T01440078"]
["PHX","2019-03-04T09:51:00",61,46,57.72,110,5,0,29.99,1014.6,10,"M","FEW","BKN","M","M",5000,25000,"M","M","M","M","M","M","M","M","M",61,"KPHX 041651Z 11005KT 10SM FEW050 BKN250 16/08 A2999 RMK AO2 SLP146 T01610078"]
["PHX","2019-03-04T23:51:00",61,43,51.48,0,0,0,30,1014.9,10,"M","FEW","M","M","M",25000,"M","M","M","M","M","M","M","M","M","M",61,"KPHX 050651Z 00000KT 10SM FEW250 16/06 A3000 RMK AO2 SLP149 T01610061 402330111"]
["PHX","2019-03-05T02:51:00",55.9,43,61.81,120,3,0,29.99,1014.5,10,"M","FEW","M","M","M",25000,"M","M","M","M","M","M","M","M","M","M",55.9,"KPHX 050951Z 12003KT 10SM FEW250 13/06 A2999 RMK AO2 SLP145 T01330061"]
["PHX","2019-03-05T11:51:00",72,39.9,31.2,0,0,0,30.04,1016,10,"M","FEW","M","M","M",25000,"M","M","M","M","M","M","M","M","M","M",70.37,"KPHX 051851Z 00000KT 10SM FEW250 22/04 A3004 RMK AO2 SLP160 T02220044"]
["PHX","2019-03-05T20:51:00",69.1,39,33.25,120,4,0,29.95,1013.3,10,"M","FEW","M","M","M",10000,"M","M","M","M","M","M","M","M","M","M",69.1,"KPHX 060351Z 12004KT 10SM FEW100 21/04 A2995 RMK AO2 SLP133 T02060039"]
["PHX","2019-03-06T04:51:00",61,39.9,45.67,140,7,0,29.94,1012.8,10,"M","BKN","OVC","M","M",12000,14000,"M","M","M","M","M","M","M","M","M",61,"KPHX 061151Z 14007KT 10SM BKN120 OVC140 16/04 A2994 RMK AO2 SLP128 T01610044 10194 20150 58013"]
["PHX","2019-03-06T13:51:00",80.1,37.9,22.03,210,7,0,29.91,1011.4,10,"M","SCT","SCT","BKN","M",13000,17000,25000,"M","M","M","M","M","M","M","M",78.85,"KPHX 062051Z 21007KT 10SM SCT130 SCT170 BKN250 27/03 A2991 RMK AO2 SLP114 T02670033 58017"]
["PHX","2019-03-06T22:51:00",72,28,19.39,0,0,0,29.93,1012.2,10,"M","BKN","M","M","M",13000,"M","M","M","M","M","M","M","M","M","M",69.81,"KPHX 070551Z 00000KT 10SM BKN130 22/M02 A2993 RMK AO2 SLP122 T02221022 10289 20206 51012"]
["PHX","2019-03-06T23:51:00",68,32,26.15,160,3,0,29.93,1012.3,10,"M","BKN","M","M","M",13000,"M","M","M","M","M","M","M","M","M","M",68,"KPHX 070651Z 16003KT 10SM BKN130 20/00 A2993 RMK AO2 SLP123 T02000000 402940144"]
["PHX","2019-03-07T12:51:00",72,35.1,25.83,330,4,0,29.95,1013.1,10,"M","FEW","FEW","BKN","M",8000,18000,25000,"M","M","M","M","M","M","M","M",70.11,"KPHX 071951Z 33004KT 10SM FEW080 FEW180 BKN250 22/02 A2995 RMK AO2 SLP131 T02220017"]
["PHX","2019-03-07T16:51:00",73,39,29.12,0,0,0,29.87,1010.3,10,"M","FEW","FEW","SCT","BKN",8000,18000,20000,27000,"M","M","M","M","M","M","M",71.37,"KPHX 072351Z 00000KT 10SM FEW080 FEW180 SCT200 BKN270 23/04 A2987 RMK AO2 SLP103 T02280039 10239 20200 58019"]
["PHX","2019-03-08T01:51:00",64,51.1,62.85,180,8,0,29.83,1008.8,10,"M","FEW","BKN","BKN","M",7000,8000,25000,"M","M","M","M","M","M","M","M",64,"KPHX 080851Z 18008KT 10SM FEW070 BKN080 BKN250 18/11 A2983 RMK AO2 SLP088 T01780106 58008"]
["PHX","2019-03-08T10:51:00",61,37,40.77,240,10,0,29.86,1010.2,10,"M","BKN","BKN","BKN","M",6000,7500,25000,"M","M","M","M","M","M","M","M",61,"KPHX 081751Z 24010KT 10SM BKN060 BKN075 BKN250 16/03 A2986 RMK AO2 SLP102 T01610028 10178 20156 51008"]
["PHX","2019-03-08T16:51:00",66.9,28,23.09,240,16,0,29.81,1008.5,10,"M","SCT","SCT","M","M",9000,25000,"M","M","M","M","M","M",27,230,"2019-03-08T16:18:00",66.9,"KPHX 082351Z 24016KT 10SM SCT090 SCT250 19/M02 A2981 RMK AO2 PK WND 23027/2318 SLP085 T01941022 10206 20156 56004"]
["PHX","2019-03-09T02:51:00",50,37.9,62.98,100,5,0,29.94,1013.2,10,"M","CLR","M","M","M","M","M","M","M","M","M","M","M","M","M","M",47.77,"KPHX 090951Z 10005KT 10SM CLR 10/03 A2994 RMK AO2 SLP132 T01000033"]
["PHX","2019-03-09T11:51:00",62.1,28,27.3,70,3,0,29.98,1014.6,10,"M","SCT","M","M","M",25000,"M","M","M","M","M","M","M","M","M","M",62.1,"KPHX 091851Z 07003KT 10SM SCT250 17/M02 A2998 RMK AO2 SLP146 T01671022"]
["PHX","2019-03-09T12:51:00",64,28.9,26.5,240,3,0,29.95,1013.5,10,"M","SCT","M","M","M",25000,"M","M","M","M","M","M","M","M","M","M",64,"KPHX 091951Z 24003KT 10SM SCT250 18/M02 A2995 RMK AO2 SLP135 T01781017"]
["PHX","2019-03-10T00:51:00",52,37,56.45,100,6,0,29.88,1011,10,"M","FEW","M","M","M",24000,"M","M","M","M","M","M","M","M","M","M",52,"KPHX 100751Z 10006KT 10SM FEW240 11/03 A2988 RMK AO2 SLP110 T01110028"]
["PHX","2019-03-10T06:51:00",48,34,58.16,130,5,0,29.85,1010.2,10,"M","CLR","M","M","M","M","M","M","M","M","M","M","M","M","M","M",45.4,"KPHX 101251Z 13005KT 10SM CLR 09/01 A2985 RMK AO2 SLP102 T00890011"]
["PHX","2019-03-10T15:51:00",68,28.9,23.06,210,3,0,29.83,1009.2,10,"M","FEW","FEW","BKN","M",6500,9000,25000,"M","M","M","M","M","M","M","M",68,"KPHX 102151Z 21003KT 10SM FEW065 FEW090 BKN250 20/M02 A2983 RMK AO2 SLP092 T02001017"]
["PHX","2019-03-11T00:51:00",59,42.1,53.4,250,6,0,29.89,1011.4,10,"M","SCT","BKN","BKN","M",7000,9000,20000,"M","M","M","M","M","M","M","M",59,"KPHX 110651Z 25006KT 10SM SCT070 BKN090 BKN200 15/06 A2989 RMK AO2 SLP114 T01500056 402110089"]
["PHX","2019-03-11T06:51:00",55.9,36,47.05,0,0,0,29.92,1012.1,10,"M","SCT","M","M","M",25000,"M","M","M","M","M","M","M","M","M","M",55.9,"KPHX 111251Z 00000KT 10SM SCT250 13/02 A2992 RMK AO2 SLP121 T01330022 $"]
["PHX","2019-03-11T17:51:00",62.1,46.9,57.43,280,11,"T",29.8,1008.4,10,"M","FEW","SCT","OVC","M",4500,7500,9000,"M",{"$f":"-RA","v":{"$error":"#NAME?"}},"M","M","M","M","M","M",62.1,"KPHX 112351Z 28011KT 10SM -RA FEW045 SCT075 OVC090 17/08 A2980 RMK AO2 RAE2255B33 SLP084 P0000 60000 T01670083 10200 20167 53003"]
["PHX","2019-03-12T02:51:00",54,52,92.92,90,5,0.03,29.82,1009.1,8,"M","BKN","OVC","M","M",7000,11000,"M","M",{"$error":"#NAME?"},"M","M","M","M","M","M",54,"KPHX 120851Z 09005KT 8SM -RA BKN070 OVC110 12/11 A2982 RMK AO2 SLP091 P0003 60007 T01220111 56009"]
["PHX","2019-03-12T03:51:00",54,52,92.92,60,8,0.05,29.78,1007.6,10,"M","BKN","OVC","M","M",6000,11000,"M","M",{"$error":"#NAME?"},"M","M","M","M","M","M",54,"KPHX 120951Z 06008KT 10SM -RA BKN060 OVC110 12/11 A2978 RMK AO2 SLP076 P0005 T01220111"]
["PHX","2019-03-12T12:33:00",57,48.9,74.27,30,4,0.01,29.7,"M",10,"M","BKN","BKN","BKN","M",2700,5000,8000,"M","VCTS","M","M","M","M","M","M",57,"KPHX 121833Z 03004KT 10SM VCTS BKN027CB BKN050 BKN080 14/09 A2970 RMK AO2 RAB1758E16 VIS LWR SW-NW TS VC W MOV N P0001 T01390094"]
["PHX","2019-03-12T14:51:00",55,48,77.21,290,6,0,29.71,1005.4,10,"M","SCT","BKN","BKN","M",2200,6000,11000,"M","M","M","M","M","M","M","M",55,"KPHX 122051Z 29006KT 10SM SCT022 BKN060 BKN110 13/09 A2971 RMK AO2 SLP054 60007 T01280089 58002"]
["PHX","2019-03-12T23:51:00",53.1,48,82.76,150,8,0,29.73,1006.2,10,"M","BKN","BKN","BKN","M",5000,7000,9000,"M","M","M","M","M","M","M","M",53.1,"KPHX 130551Z 15008KT 10SM BKN050 BKN070 BKN090 12/09 A2973 RMK AO2 SLP062 60000 T01170089 10144 20117 50001"]
["PHX","2019-03-13T08:51:00",54,46.9,76.83,230,14,0,29.79,1008.1,10,"M","BKN","BKN","BKN","M",4000,8000,10000,"M","M","M","M","M","M","M","M",54,"KPHX 131451Z 23014KT 10SM BKN040 BKN080 BKN100 12/08 A2979 RMK AO2 SLP081 T01220083 53020"]
["PHX","2019-03-13T13:51:00",64.9,36,34.17,250,21,0,29.81,1008.9,10,29,"BKN","BKN","M","M",6500,9500,"M","M","M","M","M","M",32,240,"2019-03-13T13:10:00",64.9,"KPHX 131951Z 25021G29KT 10SM BKN065 BKN095 18/02 A2981 RMK AO2 PK WND 24032/1910 SLP089 T01830022"]
["PHX","2019-03-14T01:51:00",51.1,27,38.99,300,5,0,30.06,1017.4,10,"M","CLR","M","M","M","M","M","M","M","M","M","M","M","M","M","M",51.1,"KPHX 140751Z 30005KT 10SM CLR 11/M03 A3006 RMK AO2 SLP174 T01061028"]
["PHX","2019-03-14T10:51:00",52,26.1,36.34,260,3,0,30.16,1020.7,10,"M","CLR","M","M","M","M","M","M","M","M","M","M","M","M","M","M",52,"KPHX 141651Z 26003KT 10SM CLR 11/M03 A3016 RMK AO2 SLP207 T01111033"]
["PHX","2019-03-14T11:51:00",55,24.1,29.96,0,0,0,30.15,1020.6,10,"M","FEW","M","M","M",6500,"M","M","M","M","M","M","M","M","M","M",55,"KPHX 141751Z 00000KT 10SM FEW065 13/M04 A3015 RMK AO2 SLP206 T01281044 10128 20067 50009"]
["PHX","2019-03-14T21:51:00",55.9,32,40.1,230,4,0,30.13,1019.9,10,"M","CLR","M","M","M","M","M","M","M","M","M","M","M","M","M","M",55.9,"KPHX 150351Z 23004KT 10SM CLR 13/00 A3013 RMK AO2 SLP199 T01330000"]
["PHX","2019-03-15T04:51:00",50,36,58.44,190,3,0,30.06,1017.3,10,"M","CLR","M","M","M","M","M","M","M","M","M","M","M","M","M","M",49.27,"KPHX 151051Z 19003KT 10SM CLR 10/02 A3006 RMK AO2 SLP173 T01000022"]
["PHX","2019-03-15T13:51:00",72,27,18.61,30,11,0,29.98,1014.4,10,20,"BKN","M","M","M",25000,"M","M","M","M","M","M","M","M","M","M",69.77,"KPHX 151951Z 03011G20KT 10SM BKN250 22/M03 A2998 RMK AO2 SLP144 T02221028"]
["PHX","2019-03-15T22:51:00",66,28.9,24.71,60,10,0,29.95,1013,10,"M","SCT","BKN","BKN","M",18000,21000,25000,"M","M","M","M","M","M","M","M",66,"KPHX 160451Z 06010KT 10SM SCT180 BKN210 BKN250 19/M02 A2995 RMK AO2 SLP130 T01891017"]
["PHX","2019-03-16T02:51:00",62.1,32,32.13,80,10,0,29.95,1013.1,10,"M","SCT","SCT","M","M",20000,25000,"M","M","M","M","M","M",26,50,"2019-03-16T01:56:00",62.1,"KPHX 160851Z 08010KT 10SM SCT200 SCT250 17/00 A2995 RMK AO2 PK WND 05026/0756 SLP131 T01670000 53000"]
["PHX","2019-03-16T15:51:00",78.1,32,18.61,30,13,0,29.96,1013.4,10,17,"FEW","M","M","M",25000,"M","M","M","M","M","M","M","M","M","M",76.48,"KPHX 162151Z 03013G17KT 10SM FEW250 26/00 A2996 RMK AO2 SLP134 T02560000"]
["PHX","2019-03-17T00:51:00",64,42.1,44.74,130,7,0,30.03,1015.7,10,"M","CLR","M","M","M","M","M","M","M","M","M","M","M","M","M","M",64,"KPHX 170651Z 13007KT 10SM CLR 18/06 A3003 RMK AO2 SLP157 T01780056 402610156"]
["PHX","2019-03-17T01:51:00",63,41,44.41,90,6,0,30.04,1016.1,10,"M","CLR","M","M","M","M","M","M","M","M","M","M","M","M","M","M",63,"KPHX 170751Z 09006KT 10SM CLR 17/05 A3004 RMK AO2 SLP161 T01720050"]
["PHX","2019-03-17T10:51:00",66.9,37.9,34.35,80,11,0,30.08,1017.6,10,"M","CLR","M","M","M","M","M","M","M","M","M","M","M","M","M","M",66.9,"KPHX 171651Z 08011KT 10SM CLR 19/03 A3008 RMK AO2 SLP176 T01940033"]
["PHX","2019-03-17T18:51:00",78.1,37.9,23.53,"M",3,0,29.93,1012.4,10,"M","FEW","FEW","M","M",8000,25000,"M","M","M","M","M","M","M","M","M",76.72,"KPHX 180051Z VRB03KT 10SM FEW080 FEW250 26/03 A2993 RMK AO2 SLP124 CB DSNT N AND NE T02560033"]
["PHX","2019-03-18T03:51:00",61,45,55.57,80,4,0,29.97,1013.5,10,"M","CLR","M","M","M","M","M","M","M","M","M","M","M","M","M","M",61,"KPHX 180951Z 08004KT 10SM CLR 16/07 A2997 RMK AO2 SLP135 T01610072"]
["PHX","2019-03-18T12:51:00",77,39,25.47,30,4,0,30.01,1014.8,10,"M","FEW","M","M","M",6000,"M","M","M","M","M","M","M","M","M","M",75.6,"KPHX 181851Z 03004KT 10SM FEW060 25/04 A3001 RMK AO2 SLP148 T02500039"]
["PHX","2019-03-18T22:51:00",70,42.1,36.36,230,3,0,29.93,1012.4,10,"M","CLR","M","M","M","M","M","M","M","M","M","M","M","M","M","M",70,"KPHX 190451Z 23003KT 10SM CLR 21/06 A2993 RMK AO2 SLP124 T02110056"]
["PHX","2019-03-19T05:51:00",60.1,42.1,51.35,110,5,0,29.94,1012.6,10,"M","CLR","M","M","M","M","M","M","M","M","M","M","M","M","M","M",60.1,"KPHX 191151Z 11005KT 10SM CLR 16/06 A2994 RMK AO2 SLP126 T01560056 10206 20150 55002"]
["PHX","2019-03-19T14:51:00",82.9,37,19.41,110,5,0,29.92,1011.7,10,"M","FEW","BKN","BKN","BKN",9000,13000,18000,25000,"M","M","M","M","M","M","M",80.46,"KPHX 192051Z 11005KT 10SM FEW090 BKN130 BKN180 BKN250 28/03 A2992 RMK AO2 SLP117 T02830028 58027"]
["PHX","2019-03-19T15:51:00",84,35.1,17.38,"M",5,0,29.9,1011,10,"M","FEW","BKN","BKN","M",9000,12000,25000,"M","M","M","M","M","M","M","M",81.18,"KPHX 192151Z VRB05KT 10SM FEW090 BKN120 BKN250 29/02 A2990 RMK AO2 SLP110 T02890017"]
["PHX","2019-03-19T23:51:00",70,44.1,39.26,180,3,0,29.91,1011.5,10,"M","FEW","SCT","M","M",12000,18000,"M","M","M","M","M","M","M","M","M",70,"KPHX 200551Z 18003KT 10SM FEW120 SCT180 21/07 A2991 RMK AO2 SLP115 T02110067 10283 20200 53013"]
["PHX","2019-03-20T08:51:00",63,44.1,50.03,100,8,0,29.96,1013.4,10,"M","FEW","BKN","BKN","M",11000,22000,25000,"M","M","M","M","M","M","M","M",63,"KPHX 201451Z 10008KT 10SM FEW110 BKN220 BKN250 17/07 A2996 RMK AO2 SLP134 T01720067 51013"]
["PHX","2019-03-20T17:51:00",81,30,15.6,190,10,0,29.82,1008.5,10,"M","FEW","FEW","SCT","BKN",10000,12000,21000,23000,"M","M","M","M","M","M","M",79.02,"KPHX 202351Z 19010KT 10SM FEW100 FEW120 SCT210 BKN230 BKN270 27/M01 A2982 RMK AO2 SLP085 T02721011 10283 20228 56023"]
["PHX","2019-03-21T01:51:00",63,39.9,42.56,240,8,0,29.93,1012.3,10,"M","BKN","BKN","M","M",19000,25000,"M","M","M","M","M","M","M","M","M",63,"KPHX 210751Z 24008KT 10SM BKN190 BKN250 17/04 A2993 RMK AO2 SLP123 T01720044"]
["PHX","2019-03-21T10:51:00",64,41,42.88,120,3,0,30.07,1017.1,10,"M","FEW","FEW","BKN","M",6000,11000,25000,"M","M","M","M","M","M","M","M",64,"KPHX 211651Z 12003KT 10SM FEW060 FEW110 BKN250 18/05 A3007 RMK AO2 SLP171 T01780050"]
["PHX","2019-03-21T18:51:00",66,30,25.85,250,3,0,29.98,1014.3,10,"M","FEW","BKN","BKN","BKN",7500,14000,23000,27000,"M","M","M","M","M","M","M",66,"KPHX 220051Z 25003KT 10SM FEW075 BKN140 BKN230 BKN270 19/M01 A2998 RMK AO2 SLP143 T01891011"]
["PHX","2019-03-22T04:51:00",53.1,42.1,66.13,230,4,0,30,1015.1,10,"M","CLR","M","M","M","M","M","M","M","M","M","M","M","M","M","M",53.1,"KPHX 221051Z 23004KT 10SM CLR 12/06 A3000 RMK AO2 SLP151 T01170056"]
["PHX","2019-03-22T05:51:00",52,42.1,68.86,90,3,0,30.01,1015.6,10,"M","CLR","M","M","M","M","M","M","M","M","M","M","M","M","M","M",52,"KPHX 221151Z 09003KT 10SM CLR 11/06 A3001 RMK AO2 SLP156 T01110056 10161 20111 53003"]
["PHX","2019-03-22T19:51:00",69.1,33.1,26.32,250,6,0,30.01,1015.3,10,"M","FEW","FEW","M","M",8000,25000,"M","M","M","M","M","M","M","M","M",69.1,"KPHX 230151Z 25006KT 10SM FEW080 FEW250 21/01 A3001 RMK AO2 SLP153 T02060006"]
["PHX","2019-03-22T22:51:00",64,37,36.68,0,0,0,30.06,1016.9,10,"M","CLR","M","M","M","M","M","M","M","M","M","M","M","M","M","M",64,"KPHX 230451Z 00000KT 10SM CLR 18/03 A3006 RMK AO2 SLP169 T01780028"]
["PHX","2019-03-23T07:51:00",54,41,61.32,120,6,0,30.06,1016.9,10,"M","FEW","BKN","M","M",20000,25000,"M","M","M","M","M","M","M","M","M",54,"KPHX 231351Z 12006KT 10SM FEW200 BKN250 12/05 A3006 RMK AO2 SLP169 T01220050"]
["PHX","2019-03-23T16:51:00",75.9,34,21.69,"M",3,0,29.98,1014.1,10,"M","FEW","SCT","BKN","M",8000,25000,29000,"M","M","M","M","M","M","M","M",74.21,"KPHX 232251Z VRB03KT 10SM FEW080 SCT250 BKN290 24/01 A2998 RMK AO2 SLP141 T02440011"]
["PHX","2019-03-24T00:51:00",64,39.9,41.09,90,6,0,30,1014.8,10,"M","SCT","M","M","M",25000,"M","M","M","M","M","M","M","M","M","M",64,"KPHX 240651Z 09006KT 10SM SCT250 18/04 A3000 RMK AO2 SLP148 T01780044 402560122"]
["PHX","2019-03-24T09:51:00",62.1,39.9,43.93,90,6,0,30.11,1018.5,10,"M","FEW","M","M","M",25000,"M","M","M","M","M","M","M","M","M","M",62.1,"KPHX 241551Z 09006KT 10SM FEW250 17/04 A3011 RMK AO2 SLP185 T01670044"]
["PHX","2019-03-24T18:51:00",79,30,16.66,270,4,0,30.06,1016.7,10,"M","SCT","M","M","M",25000,"M","M","M","M","M","M","M","M","M","M",77.38,"KPHX 250051Z 27004KT 10SM SCT250 26/M01 A3006 RMK AO2 SLP167 T02611011"]
["PHX","2019-03-24T19:51:00",77,27,15.74,310,8,0,30.07,1017,10,15,"SCT","M","M","M",25000,"M","M","M","M","M","M","M","M","M","M",75.14,"KPHX 250151Z 31008G15KT 10SM SCT250 25/M03 A3007 RMK AO2 SLP170 T02501028"]
["PHX","2019-03-25T08:51:00",59,37,43.78,110,4,0,30.11,1018.7,10,"M","FEW","M","M","M",25000,"M","M","M","M","M","M","M","M","M","M",59,"KPHX 251451Z 11004KT 10SM FEW250 15/03 A3011 RMK AO2 SLP187 T01500028 53008"]
["PHX","2019-03-25T12:51:00",77,28.9,17.01,40,3,0,30.09,1017.6,10,"M","CLR","M","M","M","M","M","M","M","M","M","M","M","M","M","M",75.2,"KPHX 251851Z 04003KT 10SM CLR 25/M02 A3009 RMK AO2 SLP176 T02501017"]
["PHX","2019-03-25T21:51:00",73,39,29.12,230,5,0,29.98,1013.9,10,"M","BKN","M","M","M",25000,"M","M","M","M","M","M","M","M","M","M",71.37,"KPHX 260351Z 23005KT 10SM BKN250 23/04 A2998 RMK AO2 SLP139 T02280039"]
["PHX","2019-03-26T06:51:00",60.1,37.9,43.61,0,0,0,29.93,1012.3,10,"M","FEW","BKN","M","M",13000,25000,"M","M","M","M","M","M","M","M","M",60.1,"KPHX 261251Z 00000KT 10SM FEW130 BKN250 16/03 A2993 RMK AO2 SLP123 T01560033"]
["PHX","2019-03-26T13:51:00",81,30,15.6,0,0,0,29.93,1011.9,10,"M","FEW","FEW","BKN","M",18000,22000,25000,"M","M","M","M","M","M","M","M",79.02,"KPHX 261951Z 00000KT 10SM FEW180 FEW220 BKN250 27/M01 A2993 RMK AO2 SLP119 T02721011"]
["PHX","2019-03-26T23:51:00",73.9,34,23.19,0,0,0,29.89,1010.7,10,"M","OVC","M","M","M",18000,"M","M","M","M","M","M","M","M","M","M",72.08,"KPHX 270551Z 00000KT 10SM OVC180 23/01 A2989 RMK AO2 SLP107 T02330011 10294 20228 50004"]
["PHX","2019-03-27T08:51:00",66,42.1,41.73,100,5,0,29.96,1013.3,10,"M","OVC","M","M","M",25000,"M","M","M","M","M","M","M","M","M","M",66,"KPHX 271451Z 10005KT 10SM OVC250 19/06 A2996 RMK AO2 SLP133 T01890056 53020"]
["PHX","2019-03-27T09:51:00",68,39.9,35.76,110,7,0,29.98,1013.9,10,"M","FEW","OVC","M","M",22000,25000,"M","M","M","M","M","M","M","M","M",68,"KPHX 271551Z 11007KT 10SM FEW220 OVC250 20/04 A2998 RMK AO2 SLP139 T02000044"]
["PHX","2019-03-27T18:51:00",81,27,13.8,340,5,0,29.93,1012.2,10,"M","FEW","BKN","OVC","M",13000,16000,27000,"M","M","M","M","M","M","M","M",78.96,"KPHX 280051Z 34005KT 10SM FEW130 BKN160 OVC270 27/M03 A2993 RMK AO2 SLP122 T02721028"]
["PHX","2019-03-28T02:51:00",63,43,47.97,110,5,0,29.98,1014,10,"M","SCT","M","M","M",25000,"M","M","M","M","M","M","M","M","M","M",63,"KPHX 280851Z 11005KT 10SM SCT250 17/06 A2998 RMK AO2 SLP140 T01720061 51003"]
["PHX","2019-03-28T11:51:00",75.9,36,23.48,0,0,0,30.04,1015.9,10,"M","FEW","M","M","M",25000,"M","M","M","M","M","M","M","M","M","M",74.29,"KPHX 281751Z 00000KT 10SM FEW250 24/02 A3004 RMK AO2 SLP159 T02440022 10244 20139 50001"]
["PHX","2019-03-28T20:51:00",75,34,22.35,230,5,0,29.96,1013.3,10,"M","FEW","BKN","BKN","M",15000,25000,29000,"M","M","M","M","M","M","M","M",73.25,"KPHX 290251Z 23005KT 10SM FEW150 BKN250 BKN290 24/01 A2996 RMK AO2 SLP133 T02390011 53004"]
["PHX","2019-03-29T02:51:00",66.9,30.9,25.98,320,9,0,30,1014.3,10,"M","CLR","M","M","M","M","M","M","M","M","M","M","M","M","M","M",66.9,"KPHX 290851Z 32009KT 10SM CLR 19/M01 A3000 RMK AO2 SLP143 T01941006 53005"]
["PHX","2019-03-29T13:51:00",78.1,25,13.97,280,8,0,30.01,1014.7,10,"M","FEW","M","M","M",25000,"M","M","M","M","M","M","M","M","M","M",76.27,"KPHX 291951Z 28008KT 10SM FEW250 26/M04 A3001 RMK AO2 SLP147 T02561039"]
["PHX","2019-03-29T22:51:00",70,18,13.63,250,7,0,29.95,1013.1,10,"M","SCT","M","M","M",25000,"M","M","M","M","M","M","M","M","M","M",70,"KPHX 300451Z 25007KT 10SM SCT250 21/M08 A2995 RMK AO2 SLP131 T02111078"]
["PHX","2019-03-29T23:51:00",69.1,19.9,15.25,260,3,0,29.95,1012.9,10,"M","SCT","M","M","M",25000,"M","M","M","M","M","M","M","M","M","M",69.1,"KPHX 300551Z 26003KT 10SM SCT250 21/M07 A2995 RMK AO2 SLP129 T02061067 10272 20189 50005"]
["PHX","2019-03-30T07:51:00",55.9,32,40.1,90,3,0,30,1014.6,10,"M","SCT","BKN","M","M",25000,30000,"M","M","M","M","M","M","M","M","M",55.9,"KPHX 301351Z 09003KT 10SM SCT250 BKN300 13/00 A3000 RMK AO2 SLP146 T01330000"]
["PHX","2019-03-30T16:51:00",81,15.1,8.33,0,0,0,29.9,1011,10,"M","FEW","FEW","M","M",23000,30000,"M","M","M","M","M","M","M","M","M",78.32,"KPHX 302251Z 00000KT 10SM FEW230 FEW300 27/M09 A2990 RMK AO2 SLP110 T02721094"]
["PHX","2019-03-31T01:51:00",66,19.9,16.97,250,7,0,29.92,1011.9,10,"M","FEW","M","M","M",25000,"M","M","M","M","M","M","M","M","M","M",66,"KPHX 310751Z 25007KT 10SM FEW250 19/M07 A2992 RMK AO2 SLP119 T01891067"]
["PHX","2019-03-31T10:51:00",70,26.1,19.19,120,6,0,29.98,1013.9,10,"M","FEW","M","M","M",25000,"M","M","M","M","M","M","M","M","M","M",70,"KPHX 311651Z 12006KT 10SM FEW250 21/M03 A2998 RMK AO2 SLP139 T02111033 $"]
["PHX","2019-03-31T15:51:00",79,21,11.46,310,7,0,29.9,1011.3,10,"M","FEW","M","M","M",9000,"M","M","M","M","M","M","M","M","M","M",77.14,"KPHX 312151Z 31007KT 10SM FEW090 26/M06 A2990 RMK AO2 SLP113 T02611061 $"]
["PHX","2019-04-01T03:51:00",64,21.9,19.81,0,0,0,29.97,1013.4,10,"M","SCT","M","M","M",25000,"M","M","M","M","M","M","M","M","M","M",64,"KPHX 010951Z 00000KT 10SM SCT250 18/M06 A2997 RMK AO2 SLP134 T01781056 $"]
["PHX","2019-04-01T12:51:00",78.1,17.1,9.99,120,7,0,29.99,1014.2,10,"M","BKN","M","M","M",25000,"M","M","M","M","M","M","M","M","M","M",76.08,"KPHX 011851Z 12007KT 10SM BKN250 26/M08 A2999 RMK AO2 SLP142 T02561083"]
["PHX","2019-04-01T13:51:00",80.1,10.9,7.13,90,7,0,29.96,1013,10,"M","FEW","BKN","M","M",15000,25000,"M","M","M","M","M","M","M","M","M",77.63,"KPHX 011951Z 09007KT 10SM FEW150 BKN250 27/M12 A2996 RMK AO2 SLP130 T02671117"]
["PHX","2019-04-02T03:51:00",64,27,24.51,100,6,0,29.86,1009.8,10,"M","BKN","M","M","M",25000,"M","M","M","M","M","M","M","M","M","M",64,"KPHX 020951Z 10006KT 10SM BKN250 18/M03 A2986 RMK AO2 SLP098 T01781028"]
["PHX","2019-04-02T06:51:00",59,32,35.87,110,8,0,29.87,1010.2,10,"M","BKN","BKN","M","M",23000,25000,"M","M","M","M","M","M","M","M","M",59,"KPHX 021251Z 11008KT 10SM BKN230 BKN250 15/00 A2987 RMK AO2 SLP102 T01500000"]
["PHX","2019-04-02T15:51:00",84.9,23,10.3,300,9,0,29.78,1006.8,10,15,"FEW","FEW","M","M",12000,25000,"M","M","M","M","M","M","M","M","M",81.37,"KPHX 022151Z 30009G15KT 10SM FEW120 FEW250 29/M05 A2978 RMK AO2 SLP068 T02941050"]
["PHX","2019-04-03T00:51:00",71.1,28.9,20.74,230,3,0,29.82,1008.2,10,"M","CLR","M","M","M","M","M","M","M","M","M","M","M","M","M","M",68.88,"KPHX 030651Z 23003KT 10SM CLR 22/M02 A2982 RMK AO2 SLP082 T02171017 403110144"]
["PHX","2019-04-03T04:51:00",66,36,32.88,230,7,0,29.83,1008.6,10,"M","CLR","M","M","M","M","M","M","M","M","M","M","M","M","M","M",66,"KPHX 031051Z 23007KT 10SM CLR 19/02 A2983 RMK AO2 SLP086 T01890022"]
["PHX","2019-04-03T17:51:00",77,33.1,20.17,290,9,0,29.91,1011.5,10,"M","FEW","BKN","M","M",9000,25000,"M","M","M","M","M","M","M","M","M",75.35,"KPHX 032351Z 29009KT 10SM FEW090 BKN250 25/01 A2991 RMK AO2 SLP115 T02500006 10261 20206 56009"]
["PHX","2019-04-04T02:51:00",64,39,39.67,120,6,0,30,1014.6,10,"M","SCT","M","M","M",25000,"M","M","M","M","M","M","M","M","M","M",64,"KPHX 040851Z 12006KT 10SM SCT250 18/04 A3000 RMK AO2 SLP146 T01780039 50005"]
["PHX","2019-04-04T03:51:00",63,37.9,39.36,100,7,0,29.99,1014.5,10,"M","SCT","M","M","M",25000,"M","M","M","M","M","M","M","M","M","M",63,"KPHX 040951Z 10007KT 10SM SCT250 17/03 A2999 RMK AO2 SLP145 T01720033"]
["PHX","2019-04-04T16:51:00",82,32,16.38,90,6,0,29.89,1010.7,10,"M","FEW","BKN","BKN","M",21000,25000,29000,"M","M","M","M","M","M","M","M",79.73,"KPHX 042251Z 09006KT 10SM FEW210 BKN250 BKN290 28/00 A2989 RMK AO2 SLP107 T02780000"]
["PHX","2019-04-04T20:51:00",75.9,37,24.43,0,0,0,29.86,1009.9,10,"M","FEW","M","M","M",25000,"M","M","M","M","M","M","M","M","M","M",74.34,"KPHX 050251Z 00000KT 10SM FEW250 24/03 A2986 RMK AO2 SLP099 T02440028 55002"]
["PHX","2019-04-05T05:51:00",61,32,33.4,70,4,0,29.88,1010.5,10,"M","FEW","M","M","M",25000,"M","M","M","M","M","M","M","M","M","M",61,"KPHX 051151Z 07004KT 10SM FEW250 16/00 A2988 RMK AO2 SLP105 T01610000 10211 20161 56007"]
["PHX","2019-04-05T14:51:00",80.1,30,16.07,"M",5,0,29.85,1009.6,10,"M","FEW","FEW","SCT","M",11000,17000,25000,"M","M","M","M","M","M","M","M",78.57,"KPHX 052051Z VRB05KT 10SM FEW110 FEW170 SCT250 27/M01 A2985 RMK AO2 SLP096 T02671011 56016"]
["PHX","2019-04-06T00:51:00",69.1,42.1,37.5,240,4,0,29.89,1010.6,10,"M","SCT","BKN","M","M",10000,20000,"M","M","M","M","M","M","M","M","M",69.1,"KPHX 060651Z 24004KT 10SM SCT100 BKN200 21/06 A2989 RMK AO2 SLP106 T02060056 402780144"]
["PHX","2019-04-06T07:51:00",66,45,46.62,350,5,0,29.92,1011.9,10,"M","SCT","SCT","BKN","M",8000,11900,25000,"M","M","M","M","M","M","M","M",66,"KPHX 061351Z 35005KT 10SM SCT080 SCT119 BKN250 19/07 A2992 RMK AO2 SLP119 T01890072"]
["PHX","2019-04-06T16:51:00",79,42.1,26.89,280,9,0,29.9,1011.3,10,15,"SCT","BKN","M","M",8500,25000,"M","M","M","M","M","M","M","M","M",77.86,"KPHX 062251Z 28009G15KT 240V310 10SM SCT085 BKN250 26/06 A2990 RMK AO2 SLP113 T02610056"]
["PHX","2019-04-06T17:51:00",80.1,41,24.86,260,8,0,29.9,1011.2,10,"M","SCT","BKN","BKN","M",8500,25000,29000,"M","M","M","M","M","M","M","M",78.98,"KPHX 062351Z 26008KT 10SM SCT085 BKN250 BKN290 27/05 A2990 RMK AO2 SLP112 T02670050 10278 20222 56008"]
["PHX","2019-04-07T05:51:00",63,46.9,55.64,90,3,0,30.05,1016.2,10,"M","CLR","M","M","M","M","M","M","M","M","M","M","M","M","M","M",63,"KPHX 071151Z 09003KT 10SM CLR 17/08 A3005 RMK AO2 SLP162 T01720083 10228 20172 53008"]
["PHX","2019-04-07T10:51:00",75,44.1,33.16,170,5,0,30.1,1017.9,10,"M","FEW","M","M","M",25000,"M","M","M","M","M","M","M","M","M","M",73.76,"KPHX 071651Z 17005KT 10SM FEW250 24/07 A3010 RMK AO2 SLP179 T02390067"]
["PHX","2019-04-07T19:51:00",84.9,28.9,13.15,260,7,0,29.97,1013.4,10,"M","FEW","FEW","SCT","M",9000,20000,25000,"M","M","M","M","M","M","M","M",81.78,"KPHX 080151Z 26007KT 10SM FEW090 FEW200 SCT250 29/M02 A2997 RMK AO2 SLP134 T02941017"]
["PHX","2019-04-08T04:51:00",66,41,39.99,100,3,0,30.01,1014.8,10,"M","FEW","M","M","M",20000,"M","M","M","M","M","M","M","M","M","M",66,"KPHX 081051Z 10003KT 10SM FEW200 19/05 A3001 RMK AO2 SLP148 T01890050"]
["PHX","2019-04-08T13:51:00",88,30.9,12.92,340,3,0,30.02,1015.1,10,"M","FEW","M","M","M",25000,"M","M","M","M","M","M","M","M","M","M",84.22,"KPHX 081951Z 34003KT 10SM FEW250 31/M01 A3002 RMK AO2 SLP151 T03111006"]
["PHX","2019-04-08T21:51:00",86,30,13.28,0,0,0,29.92,1011.7,10,"M","FEW","BKN","BKN","M",12000,19000,23000,"M","M","M","M","M","M","M","M",82.64,"KPHX 090351Z 00000KT 10SM FEW120 BKN190 BKN230 30/M01 A2992 RMK AO2 SLP117 T03001011"]
["PHX","2019-04-09T06:51:00",66.9,36,31.87,100,8,0,29.89,1010.4,10,"M","BKN","M","M","M",20000,"M","M","M","M","M","M","M","M","M","M",66.9,"KPHX 091251Z 10008KT 10SM BKN200 19/02 A2989 RMK AO2 SLP104 T01940022"]
["PHX","2019-04-09T07:51:00",66.9,37,33.16,100,9,0,29.9,1010.8,10,"M","FEW","BKN","M","M",20000,25000,"M","M","M","M","M","M","M","M","M",66.9,"KPHX 091351Z 10009KT 10SM FEW200 BKN250 19/03 A2990 RMK AO2 SLP108 T01940028"]
["PHX","2019-04-09T18:51:00",91,30,11.33,240,20,0,29.67,1003,10,26,"SCT","SCT","BKN","M",11000,23000,29000,"M","M","M","M","M",27,240,"2019-04-09T17:57:00",86.38,"KPHX 100051Z 24020G26KT 10SM SCT110 SCT230 BKN290 33/M01 A2967 RMK AO2 PK WND 24027/2357 SLP030 T03281011"]
["PHX","2019-04-10T00:51:00",75.9,21.9,13.19,270,20,0,29.66,1002.5,10,29,"FEW","M","M","M",24000,"M","M","M","M","M","M","M",29,280,"2019-04-10T00:36:00",73.81,"KPHX 100651Z 27020G29KT 10SM FEW240 24/M06 A2966 RMK AO2 PK WND 28029/0636 SLP025 T02441056 403610189"]
["PHX","2019-04-10T09:51:00",66,25,21.04,320,15,0,29.87,1010.1,10,22,"FEW","M","M","M",9000,"M","M","M","M","M","M","M",27,310,"2019-04-10T09:05:00",66,"KPHX 101551Z 32015G22KT 10SM FEW090 19/M04 A2987 RMK AO2 PK WND 31027/1505 SLP101 T01891039"]
["PHX","2019-04-10T18:51:00",73.9,12.9,9.57,300,27,0,29.81,1008.4,10,35,"FEW","M","M","M",12000,"M","M","M","M","M","M","M",35,290,"2019-04-10T18:02:00",71.44,"KPHX 110051Z 30027G35KT 10SM FEW120 23/M11 A2981 RMK AO2 PK WND 29035/0002 SLP084 T02331106"]
["PHX","2019-04-11T02:51:00",61,19,19.46,340,8,0,29.87,1010.4,10,"M","CLR","M","M","M","M","M","M","M","M","M","M","M","M","M","M",61,"KPHX 110851Z 34008KT 10SM CLR 16/M07 A2987 RMK AO2 SLP104 T01611072 51000"]
["PHX","2019-04-11T11:51:00",68,21.9,17.24,280,9,0,29.94,1012.6,10,"M","FEW","FEW","M","M",10000,25000,"M","M","M","M","M","M","M","M","M",68,"KPHX 111751Z 28009KT 10SM FEW100 FEW250 20/M06 A2994 RMK AO2 SLP126 T02001056 10200 20128 58000"]
["PHX","2019-04-11T20:51:00",72,17.1,12.25,270,11,0,29.72,1005.2,10,"M","FEW","BKN","OVC","M",10000,17000,25000,"M","M","M","M","M","M","M","M",69.48,"KPHX 120251Z 27011KT 10SM FEW100 BKN170 OVC250 22/M08 A2972 RMK AO2 SLP052 T02221083 58010"]
["PHX","2019-04-11T21:51:00",70,21,15.5,220,7,0,29.72,1005.2,10,"M","BKN","OVC","M","M",14000,17000,"M","M","M","M","M","M","M","M","M",70,"KPHX 120351Z 22007KT 10SM BKN140 OVC170 21/M06 A2972 RMK AO2 SLP052 T02111061"]
["PHX","2019-04-12T07:51:00",66.9,26.1,21.35,360,6,0,29.67,1003.3,10,"M","BKN","BKN","OVC","M",10000,12000,15000,"M","M","M","M","M","M","M","M",66.9,"KPHX 121351Z 36006KT 10SM BKN100 BKN120 OVC150 19/M03 A2967 RMK AO2 SLP033 VIRGA ALQDS T01941033"]
["PHX","2019-04-12T14:51:00",72,30.9,21.82,"M",4,0,29.66,1003.1,10,15,"BKN","BKN","BKN","M",8500,12000,25000,"M","M","M","M","M","M","M","M",69.93,"KPHX 122051Z VRB04G15KT 10SM BKN085 BKN120 BKN250 22/M01 A2966 RMK AO2 SLP031 T02221006 58010"]
["PHX","2019-04-12T22:51:00",64.9,37.9,36.82,40,6,0,29.75,1006.2,10,"M","CLR","M","M","M","M","M","M","M","M","M","M","M","M","M","M",64.9,"KPHX 130451Z 04006KT 10SM CLR 18/03 A2975 RMK AO2 SLP062 T01830033"]
["PHX","2019-04-13T07:51:00",57,41,54.99,0,0,0,29.88,1010.8,10,"M","CLR","M","M","M","M","M","M","M","M","M","M","M","M","M","M",57,"KPHX 131351Z 00000KT 10SM CLR 14/05 A2988 RMK AO2 SLP108 T01390050"]
["PHX","2019-04-13T14:51:00",75.9,33.1,20.92,0,0,0,29.91,1011.7,10,"M","FEW","M","M","M",7000,"M","M","M","M","M","M","M","M","M","M",74.17,"KPHX 132051Z 00000KT 10SM FEW070 24/01 A2991 RMK AO2 SLP117 T02440006 58013"]
["PHX","2019-04-14T00:51:00",69.1,33.1,26.32,90,6,0,29.93,1012.2,10,"M","CLR","M","M","M","M","M","M","M","M","M","M","M","M","M","M",69.1,"KPHX 140651Z 09006KT 10SM CLR 21/01 A2993 RMK AO2 SLP122 T02060006 402670128"]
["PHX","2019-04-14T09:51:00",66.9,33.1,28.39,130,6,0,29.98,1013.9,10,"M","BKN","M","M","M",25000,"M","M","M","M","M","M","M","M","M","M",66.9,"KPHX 141551Z 13006KT 10SM BKN250 19/01 A2998 RMK AO2 SLP139 T01940006"]
["PHX","2019-04-14T10:51:00",72,32,22.82,120,4,0,29.98,1013.8,10,"M","BKN","M","M","M",25000,"M","M","M","M","M","M","M","M","M","M",69.97,"KPHX 141651Z 12004KT 10SM BKN250 22/00 A2998 RMK AO2 SLP138 T02220000"]
["PHX","2019-04-14T19:51:00",82.9,27,12.97,350,3,0,29.78,1007,10,"M","FEW","FEW","SCT","BKN",10000,14000,20000,25000,"M","M","M","M","M","M","M",80.28,"KPHX 150151Z 35003KT 10SM FEW100 FEW140 SCT200 BKN250 28/M03 A2978 RMK AO2 SLP070 ACSL DSNT NE T02831028"]
["PHX","2019-04-15T03:51:00",70,30.9,23.36,0,0,0,29.78,1006.8,10,"M","BKN","BKN","M","M",21000,25000,"M","M","M","M","M","M","M","M","M",70,"KPHX 150951Z 00000KT 10SM BKN210 BKN250 21/M01 A2978 RMK AO2 SLP068 T02111006"]
["PHX","2019-04-15T12:51:00",82.9,30,14.67,"M",6,0,29.81,1007.8,10,14,"FEW","BKN","M","M",21000,25000,"M","M","M","M","M","M","M","M","M",80.31,"KPHX 151851Z VRB06G14KT 10SM FEW210 BKN250 28/M01 A2981 RMK AO2 SLP078 T02831011"]
["PHX","2019-04-15T21:51:00",78.1,33.1,19.45,280,11,0,29.77,1006.5,10,"M","SCT","BKN","BKN","M",13000,19000,25000,"M","M","M","M","M","M","M","M",76.52,"KPHX 160351Z 28011KT 10SM SCT130 BKN190 BKN250 26/01 A2977 RMK AO2 SLP065 T02560006"]
["PHX","2019-04-16T03:51:00",68,33.1,27.34,0,0,0,29.82,1008.2,10,"M","SCT","BKN","M","M",19000,25000,"M","M","M","M","M","M","M","M","M",68,"KPHX 160951Z 00000KT 10SM SCT190 BKN250 20/01 A2982 RMK AO2 SLP082 T02000006"]
["PHX","2019-04-16T13:51:00",79,30.9,17.28,280,12,0,29.82,1008.3,10,16,"FEW","FEW","SCT","BKN",10000,12000,22000,25000,"M","M","M","M","M","M","M",77.41,"KPHX 161951Z 28012G16KT 10SM FEW100 FEW120 SCT220 BKN250 26/M01 A2982 RMK AO2 WSHFT 1853 SLP083 T02611006"]
["PHX","2019-04-16T22:51:00",62.1,48.9,61.91,280,7,0,29.89,1010.9,10,"M","BKN","BKN","M","M",9500,14000,"M","M","M","M","M","M","M","M","M",62.1,"KPHX 170451Z 28007KT 10SM BKN095 BKN140 17/09 A2989 RMK AO2 SLP109 T01670094"]
["PHX","2019-04-16T23:51:00",62.1,51.1,67.19,300,6,0,29.9,1011.2,10,"M","BKN","BKN","M","M",11000,14000,"M","M","M","M","M","M","M","M","M",62.1,"KPHX 170551Z 30006KT 10SM BKN110 BKN140 17/11 A2990 RMK AO2 SLP112 60001 T01670106 10200 20161 51014"]
["PHX","2019-04-17T07:51:00",57.9,52,80.67,300,7,0,29.98,1014.1,10,"M","FEW","FEW","SCT","M",2000,9500,25000,"M","M","M","M","M","M","M","M",57.9,"KPHX 171351Z 30007KT 10SM FEW020 FEW095 SCT250 14/11 A2998 RMK AO2 SLP141 T01440111"]
["PHX","2019-04-17T16:51:00",78.1,44.1,29.91,240,9,0,29.96,1013.4,10,"M","SCT","M","M","M",6000,"M","M","M","M","M","M","M","M","M","M",77.02,"KPHX 172251Z 24009KT 10SM SCT060 26/07 A2996 RMK AO2 SLP134 T02560067"]
["PHX","2019-04-18T01:51:00",66,46.9,50.1,80,6,0,30.02,1015.3,10,"M","CLR","M","M","M","M","M","M","M","M","M","M","M","M","M","M",66,"KPHX 180751Z 08006KT 10SM CLR 19/08 A3002 RMK AO2 SLP153 T01890083"]
["PHX","2019-04-18T10:51:00",75.9,46,34.58,130,6,0,30.1,1017.9,10,"M","FEW","M","M","M",25000,"M","M","M","M","M","M","M","M","M","M",74.82,"KPHX 181651Z 13006KT 10SM FEW250 24/08 A3010 RMK AO2 SLP179 T02440078"]
["PHX","2019-04-18T15:51:00",89.1,35.1,14.77,220,6,0,29.99,1014.1,10,"M","FEW","M","M","M",25000,"M","M","M","M","M","M","M","M","M","M",85.19,"KPHX 182151Z 22006KT 10SM FEW250 32/02 A2999 RMK AO2 SLP141 T03170017"]
["PHX","2019-04-19T03:51:00",70,41,34.85,130,4,0,29.95,1012.6,10,"M","CLR","M","M","M","M","M","M","M","M","M","M","M","M","M","M",70,"KPHX 190951Z 13004KT 10SM CLR 21/05 A2995 RMK AO2 SLP126 T02110050"]
["PHX","2019-04-19T12:51:00",91,27,10.02,"M",3,0,29.91,1011,10,"M","FEW","M","M","M",25000,"M","M","M","M","M","M","M","M","M","M",86.1,"KPHX 191851Z VRB03KT 10SM FEW250 33/M03 A2991 RMK AO2 SLP110 T03281028"]
["PHX","2019-04-19T13:51:00",93.9,26.1,8.82,120,6,0,29.88,1010,10,"M","FEW","FEW","M","M",18000,25000,"M","M","M","M","M","M","M","M","M",88.2,"KPHX 191951Z 12006KT 10SM FEW180 FEW250 34/M03 A2988 RMK AO2 SLP100 T03441033"]
["PHX","2019-04-20T03:51:00",73.9,37.9,27.06,70,7,0,29.76,1005.8,10,"M","FEW","SCT","SCT","M",12000,14000,19000,"M","M","M","M","M","M","M","M",72.26,"KPHX 200951Z 07007KT 10SM FEW120 SCT140 SCT190 23/03 A2976 RMK AO2 SLP058 T02330033"]
["PHX","2019-04-20T06:51:00",72,32,22.82,130,8,0,29.75,1005.7,10,"M","FEW","SCT","SCT","M",12000,16000,20000,"M","M","M","M","M","M","M","M",69.97,"KPHX 201251Z 13008KT 10SM FEW120 SCT160 SCT200 22/00 A2975 RMK AO2 SLP057 T02220000"]
["PHX","2019-04-20T14:51:00",91,26.1,9.66,250,8,0,29.76,1006,10,"M","CLR","M","M","M","M","M","M","M","M","M","M","M","M","M","M",86.02,"KPHX 202051Z 25008KT 210V290 10SM CLR 33/M03 A2976 RMK AO2 SLP060 T03281033 56013"]
["PHX","2019-04-20T23:51:00",81,32,16.92,230,10,0,29.75,1005.7,10,"M","FEW","BKN","M","M",19000,25000,"M","M","M","M","M","M","M","M","M",79.07,"KPHX 210551Z 23010KT 10SM FEW190 BKN250 27/00 A2975 RMK AO2 SLP057 T02720000 10333 20272 51013"]
["PHX","2019-04-21T07:51:00",68,41,37.32,110,7,0,29.84,1008.8,10,"M","CLR","M","M","M","M","M","M","M","M","M","M","M","M","M","M",68,"KPHX 211351Z 11007KT 10SM CLR 20/05 A2984 RMK AO2 SLP088 T02000050"]
["PHX","2019-04-21T16:51:00",88,27,11.02,270,15,0,29.77,1006.4,10,25,"FEW","M","M","M",25000,"M","M","M","M","M","M","M","M","M","M",83.87,"KPHX 212251Z 27015G25KT 230V300 10SM FEW250 31/M03 A2977 RMK AO2 SLP064 T03111028"]
["PHX","2019-04-22T01:51:00",71.1,26.1,18.48,140,7,0,29.83,1008.6,10,"M","CLR","M","M","M","M","M","M","M","M","M","M","M","M","M","M",68.78,"KPHX 220751Z 14007KT 10SM CLR 22/M03 A2983 RMK AO2 SLP086 T02171033"]
["PHX","2019-04-22T02:51:00",69.1,26.1,19.79,80,6,0,29.83,1008.5,10,"M","CLR","M","M","M","M","M","M","M","M","M","M","M","M","M","M",69.1,"KPHX 220851Z 08006KT 10SM CLR 21/M03 A2983 RMK AO2 SLP085 T02061033 50002"]
["PHX","2019-04-22T15:51:00",86,24.1,10.41,270,8,0,29.8,1007.4,10,"M","FEW","SCT","SCT","M",8000,11000,20000,"M","M","M","M","M","M","M","M",82.21,"KPHX 222151Z 27008KT 10SM FEW080 SCT110 SCT200 30/M04 A2980 RMK AO2 SLP074 T03001044"]
["PHX","2019-04-22T19:51:00",82.9,23,10.98,290,7,0,29.75,1006,10,"M","FEW","FEW","SCT","M",11000,13000,20000,"M","M","M","M","M","M","M","M",80,"KPHX 230151Z 29007KT 10SM FEW110 FEW130 SCT200 28/M05 A2975 RMK AO2 SLP060 T02831050"]
["PHX","2019-04-23T04:51:00",68,32,26.15,70,5,0,29.82,1008.1,10,"M","FEW","FEW","BKN","M",15000,21000,25000,"M","M","M","M","M","M","M","M",68,"KPHX 231051Z 07005KT 10SM FEW150 FEW210 BKN250 20/00 A2982 RMK AO2 SLP081 T02000000"]
["PHX","2019-04-23T13:51:00",82,34,17.74,0,0,0,29.83,1008.6,10,"M","FEW","BKN","BKN","M",10000,20000,25000,"M","M","M","M","M","M","M","M",79.77,"KPHX 231951Z 00000KT 10SM FEW100 BKN200 BKN250 28/01 A2983 RMK AO2 SLP086 T02780011"]
["PHX","2019-04-23T20:51:00",78.1,42.1,27.7,120,6,0,29.84,1009.2,10,"M","FEW","SCT","BKN","BKN",6000,12000,16000,25000,"M","M","M","M","M","M","M",76.91,"KPHX 240251Z 12006KT 10SM FEW060 SCT120 BKN160 BKN250 26/06 A2984 RMK AO2 SLP092 T02560056 53005 $"]
["PHX","2019-04-24T06:51:00",64.9,46,50.32,110,7,0,29.91,1011.5,10,"M","FEW","FEW","M","M",15000,18000,"M","M","M","M","M","M","M","M","M",64.9,"KPHX 241251Z 11007KT 10SM FEW150 FEW180 18/08 A2991 RMK AO2 SLP115 T01830078 $"]
["PHX","2019-04-24T15:51:00",91,37,15,"M",5,0,29.84,1008.7,10,"M","FEW","FEW","M","M",10000,25000,"M","M","M","M","M","M","M","M","M",86.86,"KPHX 242151Z VRB05KT 10SM FEW100 FEW250 33/03 A2984 RMK AO2 SLP087 T03280028"]
["PHX","2019-04-24T16:51:00",93,34,12.51,210,6,0,29.81,1007.9,10,"M","FEW","FEW","M","M",10000,25000,"M","M","M","M","M","M","M","M","M",88.42,"KPHX 242251Z 21006KT 10SM FEW100 FEW250 34/01 A2981 RMK AO2 SLP079 T03390011"]
["PHX","2019-04-25T04:51:00",70,41,34.85,80,7,0,29.86,1009.6,10,"M","CLR","M","M","M","M","M","M","M","M","M","M","M","M","M","M",70,"KPHX 251051Z 08007KT 10SM CLR 21/05 A2986 RMK AO2 SLP096 T02110050"]
["PHX","2019-04-25T09:51:00",80.1,37.9,22.03,100,5,0,29.94,1011.9,10,"M","CLR","M","M","M","M","M","M","M","M","M","M","M","M","M","M",78.85,"KPHX 251551Z 10005KT 10SM CLR 27/03 A2994 RMK AO2 SLP119 T02670033"]
["PHX","2019-04-25T18:51:00",96.1,30,9.68,250,8,0,29.8,1007.4,10,"M","FEW","FEW","M","M",12000,25000,"M","M","M","M","M","M","M","M","M",90.35,"KPHX 260051Z 25008KT 10SM FEW120 FEW250 36/M01 A2980 RMK AO2 SLP074 T03561011"]
["PHX","2019-04-26T03:51:00",80.1,37.9,22.03,360,4,0,29.86,1009.1,10,"M","CLR","M","M","M","M","M","M","M","M","M","M","M","M","M","M",78.85,"KPHX 260951Z 36004KT 10SM CLR 27/03 A2986 RMK AO2 SLP091 T02670033"]
["PHX","2019-04-26T09:51:00",81,37.9,21.39,110,7,0,29.92,1011.2,10,"M","FEW","M","M","M",25000,"M","M","M","M","M","M","M","M","M","M",79.28,"KPHX 261551Z 11007KT 10SM FEW250 27/03 A2992 RMK AO2 SLP112 T02720033 $"]
["PHX","2019-04-26T20:51:00",93.9,30,10.36,270,11,0,29.76,1005.8,10,"M","FEW","FEW","M","M",12000,22000,"M","M","M","M","M","M","M","M","M",88.6,"KPHX 270251Z 27011KT 10SM FEW120 FEW220 34/M01 A2976 RMK AO2 SLP058 T03441011 53003"]
["PHX","2019-04-27T05:51:00",73,36,25.88,100,10,0,29.83,1008.1,10,"M","CLR","M","M","M","M","M","M","M","M","M","M","M","M","M","M",71.22,"KPHX 271151Z 10010KT 10SM CLR 23/02 A2983 RMK AO2 SLP081 T02280022 10300 20228 50002"]
["PHX","2019-04-27T06:51:00",71.1,37,28.71,120,9,0,29.84,1008.8,10,"M","FEW","M","M","M",25000,"M","M","M","M","M","M","M","M","M","M",69.26,"KPHX 271251Z 12009KT 10SM FEW250 22/03 A2984 RMK AO2 SLP088 T02170028"]
["PHX","2019-04-27T17:51:00",95,26.1,8.53,260,5,0,29.71,1004.2,10,"M","FEW","SCT","M","M",25000,29000,"M","M","M","M","M","M","M","M","M",89.03,"KPHX 272351Z 26005KT 10SM FEW250 SCT290 35/M03 A2971 RMK AO2 SLP042 T03501033 10367 20311 56024"]
["PHX","2019-04-27T23:51:00",82,30,15.1,240,6,0,29.76,1005.9,10,"M","BKN","M","M","M",25000,"M","M","M","M","M","M","M","M","M","M",79.69,"KPHX 280551Z 24006KT 10SM BKN250 28/M01 A2976 RMK AO2 SLP059 T02781011 10356 20278 51016"]
["PHX","2019-04-28T08:51:00",73.9,32,21.4,120,9,0,29.82,1008.1,10,"M","SCT","M","M","M",25000,"M","M","M","M","M","M","M","M","M","M",72,"KPHX 281451Z 12009KT 10SM SCT250 23/00 A2982 RMK AO2 SLP081 T02330000 53014"]
["PHX","2019-04-28T16:51:00",95,28,9.22,260,7,0,29.67,1002.7,10,"M","FEW","FEW","SCT","M",12000,16000,25000,"M","M","M","M","M","M","M","M",89.22,"KPHX 282251Z 26007KT 10SM FEW120 FEW160 SCT250 35/M02 A2967 RMK AO2 SLP027 T03501022"]
["PHX","2019-04-28T21:51:00",88,32,13.51,240,7,0,29.69,1003.5,10,"M","FEW","SCT","OVC","M",10000,14000,18000,"M","M","M","M","M","M","M","M",84.24,"KPHX 290351Z 24007KT 10SM FEW100 SCT140 OVC180 31/00 A2969 RMK AO2 SLP035 T03110000"]
["PHX","2019-04-29T09:51:00",82,35.1,18.54,140,8,0,29.71,1004.1,10,"M","FEW","BKN","BKN","BKN",10000,12000,15000,25000,"M","M","M","M","M","M","M",79.8,"KPHX 291551Z 14008KT 10SM FEW100 BKN120 BKN150 BKN250 28/02 A2971 RMK AO2 SLP041 SHRA DSNT SW-NW T02780017"]
["PHX","2019-04-29T15:04:00",80.1,45,28.99,200,4,"T",29.69,"M",10,"M","BKN","BKN","M","M",10000,15000,"M","M","M","M","M","M","M","M","M",80.1,"KPHX 292104Z 20004KT 10SM BKN100 BKN150 27/07 A2969 RMK AO2 LTG DSNT NW RAE2056 TSE2058 P0000 T02670072"]
["PHX","2019-04-29T15:51:00",82.9,42.1,23.68,80,9,"T",29.67,1002.9,10,"M","FEW","BKN","BKN","M",7000,10000,13000,"M","M","M","M","M","M","M","M",80.68,"KPHX 292151Z 08009KT 10SM FEW070 BKN100 BKN130 28/06 A2967 RMK AO2 RAE2056 TSE2058 SLP029 SHRA DSNT NE P0000 T02830056"]
["PHX","2019-04-29T22:28:00",72,44.1,36.68,280,19,0,29.75,"M",10,24,"FEW","SCT","BKN","M",7000,10000,23000,"M","M","M","M","M","M","M","M",70.62,"KPHX 300428Z 28019G24KT 10SM FEW070 SCT100 BKN230 22/07 A2975 RMK AO2 LTG DSNT N AND NW FRQ LTGCGCC DSNT N AND NW CB DSNT N AND NW T02220067"]
["PHX","2019-04-30T01:51:00",64,53.1,67.66,80,12,0,29.8,1007.8,10,"M","BKN","BKN","M","M",8000,9000,"M","M","M","M","M","M","M","M","M",64,"KPHX 300751Z 08012KT 10SM BKN080 BKN090 18/12 A2980 RMK AO2 SLP078 T01780117"]
["PHX","2019-04-30T10:51:00",73.9,51.1,44.76,200,9,0,29.91,1011.4,10,16,"FEW","M","M","M",5000,"M","M","M","M","M","M","M","M","M","M",73.9,"KPHX 301651Z 20009G16KT 10SM FEW050 23/11 A2991 RMK AO2 SLP114 T02330106 $"]
["PHX","2019-04-30T19:51:00",81,46,29.23,250,7,0,29.77,1006.7,10,"M","FEW","FEW","M","M",6500,27000,"M","M","M","M","M","M","M","M","M",79.76,"KPHX 010151Z 25007KT 10SM FEW065 FEW270 27/08 A2977 RMK AO2 SLP067 T02720078"]
["PHX","2019-05-01T04:51:00",70,46,42.2,270,7,0,29.84,1009,10,"M","CLR","M","M","M","M","M","M","M","M","M","M","M","M","M","M",70,"KPHX 011051Z 27007KT 10SM CLR 21/08 A2984 RMK AO2 SLP090 T02110078"]
["PHX","2019-05-01T08:51:00",70,46.9,43.66,130,5,0,29.9,1011.2,10,"M","FEW","FEW","M","M",5000,25000,"M","M","M","M","M","M","M","M","M",70,"KPHX 011451Z 13005KT 10SM FEW050 FEW250 21/08 A2990 RMK AO2 SLP112 T02110083 53017"]
["PHX","2019-05-01T21:51:00",82,36,19.21,300,5,0,29.83,1008.7,10,"M","SCT","M","M","M",25000,"M","M","M","M","M","M","M","M","M","M",79.83,"KPHX 020351Z 30005KT 10SM SCT250 28/02 A2983 RMK AO2 SLP087 T02780022"]
["PHX","2019-05-01T22:51:00",77,39,25.47,240,5,0,29.85,1009.3,10,"M","SCT","M","M","M",25000,"M","M","M","M","M","M","M","M","M","M",75.6,"KPHX 020451Z 24005KT 10SM SCT250 25/04 A2985 RMK AO2 SLP093 T02500039"]
["PHX","2019-05-02T07:51:00",66,39.9,38.32,90,6,0,29.89,1010.8,10,"M","FEW","M","M","M",25000,"M","M","M","M","M","M","M","M","M","M",66,"KPHX 021351Z 09006KT 10SM FEW250 19/04 A2989 RMK AO2 SLP108 T01890044"]
["PHX","2019-05-02T20:51:00",82.9,26.1,12.5,290,7,0,29.82,1008.3,10,"M","BKN","BKN","M","M",19000,25000,"M","M","M","M","M","M","M","M","M",80.21,"KPHX 030251Z 29007KT 10SM BKN190 BKN250 28/M03 A2982 RMK AO2 SLP083 T02831033 53003"]
["PHX","2019-05-03T00:51:00",73.9,34,23.19,0,0,0,29.83,1008.6,10,"M","BKN","BKN","M","M",20000,25000,"M","M","M","M","M","M","M","M","M",72.08,"KPHX 030651Z 00000KT 10SM BKN200 BKN250 23/01 A2983 RMK AO2 SLP086 T02330011 403110178"]
["PHX","2019-05-03T09:51:00",77,32,19.3,90,8,0,29.87,1010.1,10,"M","CLR","M","M","M","M","M","M","M","M","M","M","M","M","M","M",75.31,"KPHX 031551Z 09008KT 10SM CLR 25/00 A2987 RMK AO2 SLP101 T02500000"]
["PHX","2019-05-03T18:51:00",91,21,7.8,280,7,0,29.75,1005.6,10,"M","FEW","FEW","FEW","M",8000,25000,29000,"M","M","M","M","M","M","M","M",85.66,"KPHX 040051Z 28007KT 230V320 10SM FEW080 FEW250 FEW290 33/M06 A2975 RMK AO2 SLP056 T03281061"]
["PHX","2019-05-03T21:51:00",82.9,27,12.97,0,0,0,29.76,1006.2,10,"M","CLR","M","M","M","M","M","M","M","M","M","M","M","M","M","M",80.28,"KPHX 040351Z 00000KT 10SM CLR 28/M03 A2976 RMK AO2 SLP062 T02831028"]
["PHX","2019-05-04T11:51:00",84.9,30,13.75,"M",6,0,29.82,1008.1,10,"M","FEW","M","M","M",25000,"M","M","M","M","M","M","M","M","M","M",81.79,"KPHX 041751Z VRB06KT 10SM FEW250 29/M01 A2982 RMK AO2 SLP081 T02941011 10294 20189 58002"]
["PHX","2019-05-04T12:51:00",90,28.9,11.18,"M",6,0,29.8,1007.3,10,"M","FEW","M","M","M",25000,"M","M","M","M","M","M","M","M","M","M",85.52,"KPHX 041851Z VRB06KT 10SM FEW250 32/M02 A2980 RMK AO2 SLP073 T03221017"]
["PHX","2019-05-04T21:51:00",84.9,28.9,13.15,200,3,0,29.7,1003.8,10,"M","BKN","M","M","M",25000,"M","M","M","M","M","M","M","M","M","M",81.78,"KPHX 050351Z 20003KT 10SM BKN250 29/M02 A2970 RMK AO2 SLP038 T02941017"]
["PHX","2019-05-05T09:51:00",78.1,33.1,19.45,100,4,0,29.76,1006.1,10,"M","FEW","FEW","M","M",18000,25000,"M","M","M","M","M","M","M","M","M",76.52,"KPHX 051551Z 10004KT 10SM FEW180 FEW250 26/01 A2976 RMK AO2 SLP061 T02560006"]
["PHX","2019-05-05T14:51:00",91,26.1,9.66,330,5,0,29.7,1004,10,"M","BKN","M","M","M",25000,"M","M","M","M","M","M","M","M","M","M",86.02,"KPHX 052051Z 33005KT 10SM BKN250 33/M03 A2970 RMK AO2 SLP040 T03281033 58016"]
["PHX","2019-05-05T23:51:00",80.1,19.9,10.55,230,3,0,29.68,1003.2,10,"M","BKN","BKN","M","M",20000,25000,"M","M","M","M","M","M","M","M","M",78.09,"KPHX 060551Z 23003KT 10SM BKN200 BKN250 27/M07 A2968 RMK AO2 SLP032 T02671067 10339 20267 51013"]
["PHX","2019-05-06T08:51:00",70,30,22.52,190,4,0,29.79,1007.2,10,"M","BKN","BKN","M","M",21000,25000,"M","M","M","M","M","M","M","M","M",70,"KPHX 061451Z 19004KT 10SM BKN210 BKN250 21/M01 A2979 RMK AO2 SLP072 T02111011 53020"]
["PHX","2019-05-06T17:51:00",82.9,39,21,290,13,0,29.74,1005.5,10,"M","FEW","FEW","BKN","M",8000,23000,25000,"M","M","M","M","M","M","M","M",80.53,"KPHX 062351Z 29013KT 10SM FEW080 FEW230 BKN250 28/04 A2974 RMK AO2 SLP055 T02830039 10300 20256 56015"]
["PHX","2019-05-07T01:51:00",72,44.1,36.68,270,9,0,29.81,1007.7,10,"M","SCT","SCT","M","M",9000,25000,"M","M","M","M","M","M","M","M","M",70.62,"KPHX 070751Z 27009KT 10SM SCT090 SCT250 22/07 A2981 RMK AO2 SLP077 T02220067"]
["PHX","2019-05-07T02:51:00",68,39.9,35.76,130,5,0,29.81,1007.8,10,"M","FEW","SCT","M","M",9000,25000,"M","M","M","M","M","M","M","M","M",68,"KPHX 070851Z 13005KT 10SM FEW090 SCT250 20/04 A2981 RMK AO2 SLP078 T02000044 51009"]
["PHX","2019-05-07T10:51:00",64,54,69.92,110,7,"T",29.96,1013.2,10,"M","FEW","SCT","BKN","BKN",3500,7000,10000,20000,"M","M","M","M","M","M","M",64,"KPHX 071651Z 11007KT 10SM FEW035 SCT070 BKN100 BKN200 18/12 A2996 RMK AO2 RAB1554E40 SLP132 SHRA DSNT NE-E P0000 T01780122"]
["PHX","2019-05-07T21:51:00",75.9,39,26.42,360,4,0,29.87,1010.2,10,"M","FEW","M","M","M",8000,"M","M","M","M","M","M","M","M","M","M",74.43,"KPHX 080351Z 36004KT 10SM FEW080 24/04 A2987 RMK AO2 SLP102 T02440039"]
["PHX","2019-05-08T03:51:00",66.9,42.1,40.45,80,6,0,29.85,1009.6,10,"M","BKN","M","M","M",14000,"M","M","M","M","M","M","M","M","M","M",66.9,"KPHX 080951Z 08006KT 10SM BKN140 19/06 A2985 RMK AO2 SLP096 T01940056"]
["PHX","2019-05-08T11:51:00",75,46,35.64,"M",3,0,29.86,1009.6,10,"M","FEW","FEW","M","M",6500,12000,"M","M","M","M","M","M","M","M","M",73.88,"KPHX 081751Z VRB03KT 10SM FEW065 FEW120 24/08 A2986 RMK AO2 SLP096 60000 T02390078 10244 20183 56010"]
["PHX","2019-05-08T18:01:00",75.9,51.1,41.86,90,17,0,29.72,"M",10,"M","SCT","SCT","SCT","BKN",8500,12000,20000,25000,"M","M","M","M","M","M","M",75.9,"KPHX 090001Z 09017KT 10SM SCT085 SCT120 SCT200 BKN250 24/11 A2972 RMK AO2 CB DSNT N AND NE T02440106"]
["PHX","2019-05-09T01:51:00",66.9,52,58.74,80,11,0,29.8,1007.5,10,"M","CLR","M","M","M","M","M","M","M","M","M","M","M","M","M","M",66.9,"KPHX 090751Z 08011KT 10SM CLR 19/11 A2980 RMK AO2 SLP075 T01940111"]
["PHX","2019-05-09T10:51:00",78.1,46,32.15,120,8,0,29.77,1006.5,10,"M","FEW","FEW","SCT","M",7000,13000,25000,"M","M","M","M","M","M","M","M",78.1,"KPHX 091651Z 12008KT 10SM FEW070 FEW130 SCT250 26/08 A2977 RMK AO2 SLP065 T02560078"]
["PHX","2019-05-09T11:51:00",82.9,44.1,25.57,180,7,0,29.76,1006,10,"M","FEW","FEW","BKN","M",8000,13000,25000,"M","M","M","M","M","M","M","M",80.8,"KPHX 091751Z 18007KT 10SM FEW080 FEW130 BKN250 28/07 A2976 RMK AO2 SLP060 T02830067 10283 20178 58008"]
["PHX","2019-05-09T20:51:00",84,36,18.01,280,11,0,29.62,1001.5,10,"M","FEW","BKN","BKN","M",9000,25000,29000,"M","M","M","M","M","M","M","M",81.2,"KPHX 100251Z 28011KT 10SM FEW090 BKN250 BKN290 29/02 A2962 RMK AO2 SLP015 T02890022 53005"]
["PHX","2019-05-10T06:51:00",68,46.9,46.76,70,3,0,29.72,1004.8,10,"M","FEW","SCT","SCT","M",10000,14000,18000,"M","M","M","M","M","M","M","M",68,"KPHX 101251Z 07003KT 10SM FEW100 SCT140 SCT180 20/08 A2972 RMK AO2 SLP048 T02000083"]
["PHX","2019-05-10T13:51:00",81,35.1,19.15,190,7,0,29.74,1005.5,10,"M","FEW","BKN","M","M",10000,25000,"M","M","M","M","M","M","M","M","M",79.17,"KPHX 101951Z 19007KT 160V220 10SM FEW100 BKN250 27/02 A2974 RMK AO2 SLP055 T02720017"]
["PHX","2019-05-10T22:51:00",73.9,48,39.87,280,11,0,29.82,1008.3,10,"M","BKN","BKN","M","M",25000,29000,"M","M","M","M","M","M","M","M","M",72.86,"KPHX 110451Z 28011KT 10SM BKN250 BKN290 23/09 A2982 RMK AO2 SLP083 T02330089"]
["PHX","2019-05-11T07:51:00",66,46,48.43,220,5,0,29.9,1011,10,"M","FEW","FEW","BKN","M",12000,22000,25000,"M","M","M","M","M","M","M","M",66,"KPHX 111351Z 22005KT 10SM FEW120 FEW220 BKN250 19/08 A2990 RMK AO2 SLP110 T01890078"]
["PHX","2019-05-11T14:51:00",82,43,25.24,250,7,0,29.81,1007.8,10,"M","FEW","SCT","M","M",6000,25000,"M","M","M","M","M","M","M","M","M",80.15,"KPHX 112051Z 25007KT 220V280 10SM FEW060 SCT250 28/06 A2981 RMK AO2 SLP078 CB DSNT NE T02780061 58026"]
["PHX","2019-05-12T00:51:00",71.1,55,56.77,160,13,0.01,29.84,1009,9,29,"FEW","BKN","OVC","M",5000,9500,12000,"M",{"$f":"-RA","v":{"$error":"#NAME?"}},"M","M","M",29,160,"2019-05-12T00:42:00",71.1,"KPHX 120651Z 16013G29KT 9SM -RA FEW050 BKN095 OVC120 22/13 A2984 RMK AO2 PK WND 16029/0642 RAB41 SLP090 P0001 T02170128 403060178"]
["PHX","2019-05-12T01:51:00",68,54,60.86,180,9,0.02,29.86,1009.7,10,"M","SCT","BKN","OVC","M",5000,9500,12000,"M","M","M","M","M","M","M","M",68,"KPHX 120751Z 18009KT 10SM SCT050 BKN095 OVC120 20/12 A2986 RMK AO2 RAE24 SLP097 P0002 T02000122"]
["PHX","2019-05-12T10:51:00",75,51.1,43.14,0,0,0,29.9,1011.1,10,"M","FEW","SCT","SCT","BKN",7000,12000,14000,25000,"M","M","M","M","M","M","M",75,"KPHX 121651Z 00000KT 10SM FEW070 SCT120 SCT140 BKN250 24/11 A2990 RMK AO2 SLP111 T02390106"]
["PHX","2019-05-12T19:51:00",80.1,46,30.11,70,7,0,29.83,1008.7,10,"M","FEW","SCT","SCT","BKN",8500,12000,16000,25000,"M","M","M","M","M","M","M",80.1,"KPHX 130151Z 07007KT 10SM FEW085 SCT120 SCT160 BKN250 27/08 A2983 RMK AO2 SLP087 T02670078"]
["PHX","2019-05-13T03:51:00",66.9,53.1,61.16,100,7,0,29.9,1011.1,10,"M","SCT","SCT","M","M",11000,25000,"M","M","M","M","M","M","M","M","M",66.9,"KPHX 130951Z 10007KT 10SM SCT110 SCT250 19/12 A2990 RMK AO2 SLP111 T01940117"]
["PHX","2019-05-13T12:51:00",84.9,50,29.94,180,5,0,29.92,1011.8,10,"M","FEW","M","M","M",7000,"M","M","M","M","M","M","M","M","M","M",82.76,"KPHX 131851Z 18005KT 10SM FEW070 29/10 A2992 RMK AO2 SLP118 T02940100"]
["PHX","2019-05-13T21:51:00",84.9,44.1,23.97,170,3,0,29.83,1008.5,10,"M","FEW","FEW","M","M",9000,25000,"M","M","M","M","M","M","M","M","M",82.2,"KPHX 140351Z 17003KT 10SM FEW090 FEW250 29/07 A2983 RMK AO2 SLP085 T02940067"]
["PHX","2019-05-14T03:51:00",75,48.9,39.75,80,5,0,29.86,1009.5,10,"M","FEW","M","M","M",12000,"M","M","M","M","M","M","M","M","M","M",75,"KPHX 140951Z 08005KT 10SM FEW120 24/09 A2986 RMK AO2 SLP095 T02390094"]
["PHX","2019-05-14T14:51:00",95,41,15.49,240,8,0,29.85,1009,10,"M","FEW","FEW","M","M",11000,25000,"M","M","M","M","M","M","M","M","M",90.7,"KPHX 142051Z 24008KT 10SM FEW110 FEW250 35/05 A2985 RMK AO2 SLP090 CB DSNT NE AND E T03500050 58026"]
["PHX","2019-05-14T15:51:00",95,39.9,14.84,"M",3,0,29.83,1008.1,10,"M","FEW","FEW","M","M",11000,25000,"M","M","M","M","M","M","M","M","M",90.61,"KPHX 142151Z VRB03KT 10SM FEW110 FEW250 35/04 A2983 RMK AO2 SLP081 T03500044"]
["PHX","2019-05-15T00:51:00",82.9,43,24.51,240,5,0,29.82,1007.7,10,"M","CLR","M","M","M","M","M","M","M","M","M","M","M","M","M","M",80.73,"KPHX 150651Z 24005KT 10SM CLR 28/06 A2982 RMK AO2 SLP077 T02830061 403670217"]
["PHX","2019-05-15T08:51:00",79,46,31.21,80,7,0,29.87,1009.5,10,"M","FEW","M","M","M",25000,"M","M","M","M","M","M","M","M","M","M",79,"KPHX 151451Z 08007KT 10SM FEW250 26/08 A2987 RMK AO2 SLP095 T02610078 53014"]
["PHX","2019-05-15T17:51:00",97,39,13.48,290,11,0,29.71,1004.1,10,"M","FEW","FEW","BKN","M",11000,20000,25000,"M","M","M","M","M","M","M","M",92.4,"KPHX 152351Z 29011KT 10SM FEW110 FEW200 BKN250 36/04 A2971 RMK AO2 SLP041 T03610039 10378 20328 56021"]
["PHX","2019-05-16T02:51:00",80.1,32,17.42,350,3,0,29.76,1005.7,10,"M","BKN","M","M","M",25000,"M","M","M","M","M","M","M","M","M","M",78.63,"KPHX 160851Z 35003KT 10SM BKN250 27/00 A2976 RMK AO2 SLP057 T02670000 50001"]
["PHX","2019-05-16T11:51:00",84.9,30,13.75,170,17,0,29.78,1006.3,10,22,"FEW","SCT","BKN","M",16000,22000,25000,"M","M","M","M","M",28,180,"2019-05-16T11:19:00",81.79,"KPHX 161751Z 17017G22KT 10SM FEW160 SCT220 BKN250 29/M01 A2978 RMK AO2 PK WND 18028/1719 SLP063 T02941011 10300 20244 57003"]
["PHX","2019-05-16T14:51:00",93,25,8.67,270,15,0,29.73,1004.6,10,20,"FEW","BKN","M","M",16000,25000,"M","M","M","M","M","M","M","M","M",87.43,"KPHX 162051Z 27015G20KT 10SM FEW160 BKN250 34/M04 A2973 RMK AO2 WSHFT 1949 SLP046 T03391039 56016"]
["PHX","2019-05-17T01:51:00",71.1,39,31.05,260,15,0,29.75,1005.7,10,28,"SCT","M","M","M",10000,"M","M","M","M","M","M","M",32,260,"2019-05-17T01:35:00",69.37,"KPHX 170751Z 26015G28KT 10SM SCT100 22/04 A2975 RMK AO2 PK WND 26032/0735 SLP057 T02170039 $"]
["PHX","2019-05-17T02:51:00",68,36,30.69,260,11,0,29.79,1006.9,10,14,"SCT","M","M","M",9500,"M","M","M","M","M","M","M",29,260,"2019-05-17T02:05:00",68,"KPHX 170851Z 26011G14KT 10SM SCT095 20/02 A2979 RMK AO2 PK WND 26029/0805 SLP069 T02000022 53012 $"]
["PHX","2019-05-17T11:51:00",72,32,22.82,"M",6,0,29.88,1010.5,10,"M","FEW","FEW","M","M",10000,25000,"M","M","M","M","M","M","M","M","M",69.97,"KPHX 171751Z VRB06KT 10SM FEW100 FEW250 22/00 A2988 RMK AO2 SLP105 T02220000 10228 20161 53003"]
["PHX","2019-05-17T18:51:00",80.1,28.9,15.36,270,15,0,29.78,1007.2,10,21,"FEW","BKN","BKN","M",10000,25000,29000,"M","M","M","M","M","M","M","M",78.53,"KPHX 180051Z 27015G21KT 10SM FEW100 BKN250 BKN290 27/M02 A2978 RMK AO2 SLP072 T02671017"]
["PHX","2019-05-18T04:51:00",64,34,32.56,240,4,0,29.83,1008.9,10,"M","CLR","M","M","M","M","M","M","M","M","M","M","M","M","M","M",64,"KPHX 181051Z 24004KT 10SM CLR 18/01 A2983 RMK AO2 SLP089 T01780011"]
["PHX","2019-05-18T13:51:00",84,21,9.74,250,5,0,29.86,1009.5,10,"M","SCT","M","M","M",25000,"M","M","M","M","M","M","M","M","M","M",80.63,"KPHX 181951Z 25005KT 10SM SCT250 29/M06 A2986 RMK AO2 SLP095 T02891061"]
["PHX","2019-05-18T22:51:00",78.1,25,13.97,210,3,0,29.79,1007.2,10,"M","SCT","BKN","M","M",23000,27000,"M","M","M","M","M","M","M","M","M",76.27,"KPHX 190451Z 21003KT 10SM SCT230 BKN270 26/M04 A2979 RMK AO2 SLP072 T02561039"]
["PHX","2019-05-19T06:51:00",68,34,28.34,110,6,0,29.78,1006.9,10,"M","BKN","BKN","BKN","M",19000,23000,25000,"M","M","M","M","M","M","M","M",68,"KPHX 191251Z 11006KT 10SM BKN190 BKN230 BKN250 20/01 A2978 RMK AO2 SLP069 T02000011"]
["PHX","2019-05-19T14:51:00",79,32,18.06,290,12,0,29.74,1005.7,10,19,"FEW","BKN","OVC","M",13000,19000,25000,"M","M","M","M","M","M","M","M",77.45,"KPHX 192051Z 29012G19KT 10SM FEW130 BKN190 OVC250 26/00 A2974 RMK AO2 SLP057 T02610000 58011"]
["PHX","2019-05-19T15:51:00",80.1,33.1,18.21,260,17,0,29.72,1004.7,10,23,"SCT","BKN","BKN","BKN",10000,13000,15000,20000,"M","M","M","M","M","M","M",78.67,"KPHX 192151Z 26017G23KT 10SM SCT100 BKN130 BKN150 BKN200 27/01 A2972 RMK AO2 SLP047 T02670006"]
["PHX","2019-05-20T00:51:00",70,41,34.85,0,0,0,29.71,1004.7,10,"M","BKN","BKN","OVC","M",8000,22000,25000,"M","M","M","M","M","M","M","M",70,"KPHX 200651Z 00000KT 10SM BKN080 BKN220 OVC250 21/05 A2971 RMK AO2 SLP047 T02110050 402720200"]
["PHX","2019-05-20T13:51:00",73.9,33.1,22.37,220,13,0,29.75,1006,10,20,"SCT","SCT","BKN","M",7000,9000,25000,"M","M","M","M","M","M","M","M",72.04,"KPHX 201951Z 22013G20KT 10SM SCT070 SCT090 BKN250 23/01 A2975 RMK AO2 LTG DSNT NW SLP060 CB DSNT NE AND NW SHRA DSNT N-NE AND NW T02330006"]
["PHX","2019-05-20T17:51:00",73.9,27,17.45,270,23,0,29.73,1005.5,10,28,"FEW","SCT","BKN","BKN",9500,10000,12000,20000,"M","M","M","M",30,280,"2019-05-20T16:57:00",71.81,"KPHX 202351Z 27023G28KT 10SM FEW095 SCT100 BKN120 BKN200 23/M03 A2973 RMK AO2 PK WND 28030/2257 SLP055 T02331028 10250 20189 55005"]
["PHX","2019-05-21T02:51:00",60.1,39.9,47.15,100,7,0,29.81,1008.5,10,"M","CLR","M","M","M","M","M","M","M","M","M","M","M","M","M","M",60.1,"KPHX 210851Z 10007KT 10SM CLR 16/04 A2981 RMK AO2 SLP085 T01560044 50000"]
["PHX","2019-05-21T11:51:00",73,39,29.12,240,11,0,29.79,1007.6,10,15,"SCT","SCT","M","M",7500,25000,"M","M","M","M","M","M","M","M","M",71.37,"KPHX 211751Z 24011G15KT 10SM SCT075 SCT250 23/04 A2979 RMK AO2 SLP076 T02280039 10233 20139 55011"]
["PHX","2019-05-21T18:51:00",80.1,26.1,13.69,240,14,0,29.57,1000.1,10,24,"FEW","FEW","M","M",8000,25000,"M","M","M","M","M","M",28,250,"2019-05-21T17:52:00",78.45,"KPHX 220051Z 24014G24KT 10SM FEW080 FEW250 27/M03 A2957 RMK AO2 PK WND 25028/2352 SLP001 T02671033"]
["PHX","2019-05-22T04:51:00",64,37,36.68,200,6,0,29.62,1001.6,10,"M","SCT","SCT","M","M",13000,25000,"M","M","M","M","M","M","M","M","M",64,"KPHX 221051Z 20006KT 10SM SCT130 SCT250 18/03 A2962 RMK AO2 SLP016 T01780028"]
["PHX","2019-05-22T05:51:00",61,37.9,42.24,270,8,0,29.63,1001.9,10,"M","BKN","BKN","M","M",6000,13000,"M","M","M","M","M","M","M","M","M",61,"KPHX 221151Z 27008KT 10SM BKN060 BKN130 16/03 A2963 RMK AO2 SLP019 T01610033 10211 20161 55001"]
["PHX","2019-05-22T14:51:00",75,35.1,23.35,260,10,0,29.67,1003.5,10,19,"SCT","BKN","BKN","M",8500,11000,25000,"M","M","M","M","M","M","M","M",73.3,"KPHX 222051Z 26010G19KT 10SM SCT085 BKN110 BKN250 24/02 A2967 RMK AO2 SLP035 T02390017 56008"]
["PHX","2019-05-23T00:51:00",64.9,39.9,39.82,250,8,0,29.7,1004.3,10,"M","SCT","M","M","M",11000,"M","M","M","M","M","M","M","M","M","M",64.9,"KPHX 230651Z 25008KT 10SM SCT110 18/04 A2970 RMK AO2 SLP043 T01830044 402500156"]
["PHX","2019-05-23T05:51:00",55,48.9,79.85,110,7,0.02,29.81,1008.4,10,"M","SCT","BKN","M","M",6000,9000,"M","M","M","M","M","M","M","M","M",55,"KPHX 231151Z 11007KT 10SM SCT060 BKN090 13/09 A2981 RMK AO2 RAE15 SLP084 P0002 60006 70006 T01280094 10189 20122 51022"]
["PHX","2019-05-23T14:51:00",73,35.1,24.97,270,5,0,29.96,1013.4,10,"M","SCT","SCT","M","M",8000,25000,"M","M","M","M","M","M","M","M","M",71.17,"KPHX 232051Z 27005KT 10SM SCT080 SCT250 23/02 A2996 RMK AO2 SLP134 T02280017 50000"]
["PHX","2019-05-23T23:51:00",70,36,28.65,10,7,0,29.93,1012.3,10,"M","CLR","M","M","M","M","M","M","M","M","M","M","M","M","M","M",70,"KPHX 240551Z 01007KT 10SM CLR 21/02 A2993 RMK AO2 SLP123 T02110022 10244 20211 50008"]
["PHX","2019-05-24T05:51:00",60.1,42.1,51.35,170,3,0,29.9,1011.5,10,"M","CLR","M","M","M","M","M","M","M","M","M","M","M","M","M","M",60.1,"KPHX 241151Z 17003KT 10SM CLR 16/06 A2990 RMK AO2 SLP115 T01560056 10211 20156 53000"]
["PHX","2019-05-24T16:51:00",86,23,9.94,"M",4,0,29.81,1007.9,10,"M","FEW","M","M","M",12000,"M","M","M","M","M","M","M","M","M","M",82.14,"KPHX 242251Z VRB04KT 10SM FEW120 30/M05 A2981 RMK AO2 SLP079 T03001050"]
["PHX","2019-05-24T17:51:00",86,25,10.81,290,5,0,29.79,1007.4,10,"M","FEW","M","M","M",12000,"M","M","M","M","M","M","M","M","M","M",82.27,"KPHX 242351Z 29005KT 10SM FEW120 30/M04 A2979 RMK AO2 SLP074 T03001039 10311 20250 56021"]
["PHX","2019-05-25T01:51:00",72,30.9,21.82,90,4,0,29.78,1006.7,10,"M","FEW","M","M","M",18000,"M","M","M","M","M","M","M","M","M","M",69.93,"KPHX 250751Z 09004KT 10SM FEW180 22/M01 A2978 RMK AO2 SLP067 T02221006"]
["PHX","2019-05-25T12:51:00",84.9,25,11.19,"M",3,0,29.82,1008,10,"M","FEW","M","M","M",12000,"M","M","M","M","M","M","M","M","M","M",81.5,"KPHX 251851Z VRB03KT 10SM FEW120 29/M04 A2982 RMK AO2 SLP080 T02941039"]
["PHX","2019-05-25T16:51:00",91.9,17.1,6.42,200,7,0,29.72,1004.9,10,18,"CLR","M","M","M","M","M","M","M","M","M","M","M","M","M","M",86.1,"KPHX 252251Z 20007G18KT 10SM CLR 33/M08 A2972 RMK AO2 WSHFT 2139 SLP049 T03331083"]
["PHX","2019-05-26T00:51:00",78.1,28.9,16.41,280,5,0,29.74,1005.3,10,"M","CLR","M","M","M","M","M","M","M","M","M","M","M","M","M","M",76.38,"KPHX 260651Z 28005KT 10SM CLR 26/M02 A2974 RMK AO2 SLP053 T02561017 403440172"]
["PHX","2019-05-26T09:51:00",73.9,32,21.4,"M",4,0,29.8,1007.5,10,"M","SCT","SCT","SCT","M",9500,14000,18000,"M","M","M","M","M","M","M","M",72,"KPHX 261551Z VRB04KT 10SM SCT095 SCT140 SCT180 23/00 A2980 RMK AO2 SLP075 T02330000"]
["PHX","2019-05-26T13:51:00",81,41,24.14,190,14,0,29.82,1008,10,21,"FEW","SCT","SCT","M",7500,8000,10000,"M","M","M","M","M",30,220,"2019-05-26T13:04:00",79.43,"KPHX 261951Z 19014G21KT 10SM FEW075 SCT080 SCT100 27/05 A2982 RMK AO2 PK WND 22030/1904 SLP080 T02720050 $"]
["PHX","2019-05-27T01:51:00",73,39.9,30.16,260,12,0,29.8,1007.4,10,"M","FEW","BKN","OVC","M",9000,16000,25000,"M","M","M","M","M","M","M","M",71.42,"KPHX 270751Z 26012KT 10SM FEW090 BKN160 OVC250 23/04 A2980 RMK AO2 SLP074 T02280044 $"]
["PHX","2019-05-27T02:51:00",71.1,42.1,35.02,260,13,0,29.79,1007.2,10,"M","FEW","BKN","OVC","M",9000,16000,25000,"M","M","M","M","M","M","M","M",69.56,"KPHX 270851Z 26013KT 10SM FEW090 BKN160 OVC250 22/06 A2979 RMK AO2 SLP072 T02170056 50003 $"]
["PHX","2019-05-27T11:51:00",72,37.9,28.85,230,13,0,29.89,1010.7,10,17,"SCT","M","M","M",7000,"M","M","M","M","M","M","M","M","M","M",70.26,"KPHX 271751Z 23013G17KT 10SM SCT070 22/03 A2989 RMK AO2 SLP107 T02220033 10222 20183 51010 $"]
["PHX","2019-05-27T19:51:00",75.9,30,18.46,250,7,0,29.82,1008.4,10,"M","FEW","FEW","M","M",10000,15000,"M","M","M","M","M","M","M","M","M",74.06,"KPHX 280151Z 25007KT 10SM FEW100 FEW150 24/M01 A2982 RMK AO2 WSHFT 0115 SLP084 T02441011 $"]
["PHX","2019-05-28T02:51:00",66.9,30.9,25.98,250,4,0,29.81,1008.2,10,"M","CLR","M","M","M","M","M","M","M","M","M","M","M","M","M","M",66.9,"KPHX 280851Z 25004KT 10SM CLR 19/M01 A2981 RMK AO2 SLP082 T01941006 58008 $"]
["PHX","2019-05-28T11:51:00",77,30.9,18.46,"M",3,0,29.84,1009,10,"M","FEW","BKN","M","M",10000,25000,"M","M","M","M","M","M","M","M","M",75.27,"KPHX 281751Z VRB03KT 10SM FEW100 BKN250 25/M01 A2984 RMK AO2 SLP090 T02501006 10250 20161 58004"]
["PHX","2019-05-28T20:51:00",81,24.1,12.23,260,7,0,29.72,1004.8,10,"M","FEW","FEW","SCT","SCT",11000,25000,27000,29000,"M","M","M","M","M","M","M",78.83,"KPHX 290251Z 26007KT 10SM FEW110 FEW250 SCT270 SCT290 27/M04 A2972 RMK AO2 SLP048 T02721044 55000"]
["PHX","2019-05-29T00:51:00",73.9,30,19.73,0,0,0,29.75,1006,10,"M","FEW","M","M","M",25000,"M","M","M","M","M","M","M","M","M","M",71.92,"KPHX 290651Z 00000KT 10SM FEW250 23/M01 A2975 RMK AO2 SLP060 T02331011 402890161"]
["PHX","2019-05-29T13:51:00",86,34,15.6,150,5,0,29.8,1007.2,10,"M","FEW","FEW","M","M",11000,25000,"M","M","M","M","M","M","M","M","M",82.66,"KPHX 291951Z 15005KT 10SM FEW110 FEW250 30/01 A2980 RMK AO2 SLP072 T03000011"]
["PHX","2019-05-29T14:51:00",88,33.1,14.12,"M",4,0,29.78,1006.9,10,"M","FEW","FEW","M","M",12000,25000,"M","M","M","M","M","M","M","M","M",84.25,"KPHX 292051Z VRB04KT 10SM FEW120 FEW250 31/01 A2978 RMK AO2 SLP069 T03110006 58013"]
["PHX","2019-05-29T23:51:00",81,37,20.65,0,0,0,29.78,1006.6,10,"M","CLR","M","M","M","M","M","M","M","M","M","M","M","M","M","M",79.24,"KPHX 300551Z 00000KT 10SM CLR 27/03 A2978 RMK AO2 SLP066 T02720028 10317 20272 51013"]
["PHX","2019-05-30T08:51:00",75.9,37,24.43,130,6,0,29.85,1008.9,10,"M","FEW","FEW","M","M",8500,25000,"M","M","M","M","M","M","M","M","M",74.34,"KPHX 301451Z 13006KT 10SM FEW085 FEW250 24/03 A2985 RMK AO2 SLP089 T02440028 53015"]
["PHX","2019-05-30T16:51:00",93.9,30,10.36,"M",3,0,29.76,1005.7,10,"M","FEW","M","M","M",12000,"M","M","M","M","M","M","M","M","M","M",88.6,"KPHX 302251Z VRB03KT 10SM FEW120 34/M01 A2976 RMK AO2 SLP057 T03441011"]
["PHX","2019-05-31T01:51:00",82,37.9,20.71,290,6,0,29.8,1007.1,10,"M","CLR","M","M","M","M","M","M","M","M","M","M","M","M","M","M",79.9,"KPHX 310751Z 29006KT 10SM CLR 28/03 A2980 RMK AO2 SLP071 T02780033"]
["PHX","2019-05-31T10:51:00",84.9,39,19.69,130,6,0,29.85,1008.9,10,"M","CLR","M","M","M","M","M","M","M","M","M","M","M","M","M","M",81.95,"KPHX 311651Z 13006KT 10SM CLR 29/04 A2985 RMK AO2 SLP089 T02940039"]
["PHX","2019-05-31T13:51:00",93.9,34,12.17,140,7,0,29.8,1006.9,10,"M","FEW","M","M","M",12000,"M","M","M","M","M","M","M","M","M","M",89.13,"KPHX 311951Z 14007KT 100V170 10SM FEW120 34/01 A2980 RMK AO2 SLP069 T03440011"]
["PHX","2019-06-01T03:51:00",78.1,33.1,19.45,50,3,0,29.76,1005.7,10,"M","CLR","M","M","M","M","M","M","M","M","M","M","M","M","M","M",76.52,"KPHX 010951Z 05003KT 10SM CLR 26/01 A2976 RMK AO2 SLP057 T02560006"]
["PHX","2019-06-01T04:51:00",77,35.1,21.85,260,6,0,29.77,1006,10,"M","CLR","M","M","M","M","M","M","M","M","M","M","M","M","M","M",75.43,"KPHX 011051Z 26006KT 10SM CLR 25/02 A2977 RMK AO2 SLP060 T02500017"]
["PHX","2019-06-01T13:51:00",93.9,36,13.17,190,9,0,29.77,1005.9,10,"M","CLR","M","M","M","M","M","M","M","M","M","M","M","M","M","M",89.4,"KPHX 011951Z 19009KT 10SM CLR 34/02 A2977 RMK AO2 SLP059 T03440022"]
["PHX","2019-06-01T21:51:00",87.1,39.9,19.01,260,15,0,29.69,1003.6,10,19,"CLR","M","M","M","M","M","M","M","M","M","M","M","M","M","M",83.68,"KPHX 020351Z 26015G19KT 10SM CLR 31/04 A2969 RMK AO2 SLP036 T03060044"]
["PHX","2019-06-02T06:51:00",75.9,46.9,35.78,10,4,0,29.79,1006.8,10,"M","SCT","SCT","M","M",18000,20000,"M","M","M","M","M","M","M","M","M",74.87,"KPHX 021251Z 01004KT 10SM SCT180 SCT200 24/08 A2979 RMK AO2 SLP068 T02440083"]
["PHX","2019-06-02T14:51:00",91.9,45,19.88,210,10,0,29.76,1005.9,10,14,"FEW","SCT","SCT","M",8000,10000,17000,"M","M","M","M","M","M","M","M",88.17,"KPHX 022051Z 21010G14KT 10SM FEW080 SCT100 SCT170 33/07 A2976 RMK AO2 SLP059 T03330072 58017"]
["PHX","2019-06-02T23:51:00",84,41,21.9,260,10,0,29.74,1005,10,"M","CLR","M","M","M","M","M","M","M","M","M","M","M","M","M","M",81.37,"KPHX 030551Z 26010KT 10SM CLR 29/05 A2974 RMK AO2 SLP050 T02890050 10344 20289 51013"]
["PHX","2019-06-03T08:51:00",80.1,46.9,31.15,110,3,0,29.81,1007.5,10,"M","FEW","FEW","M","M",10000,22000,"M","M","M","M","M","M","M","M","M",80.1,"KPHX 031451Z 11003KT 10SM FEW100 FEW220 27/08 A2981 RMK AO2 SLP075 T02670083 51012"]
["PHX","2019-06-03T16:51:00",95,42.1,16.16,250,5,0,29.72,1004.3,10,"M","FEW","FEW","M","M",9000,11000,"M","M","M","M","M","M","M","M","M",90.79,"KPHX 032251Z 25005KT 10SM FEW090 FEW110 35/06 A2972 RMK AO2 SLP043 T03500056"]
["PHX","2019-06-03T17:51:00",95,43,16.73,330,4,0,29.7,1003.7,10,"M","FEW","FEW","FEW","M",9000,11000,15000,"M","M","M","M","M","M","M","M",90.88,"KPHX 032351Z 33004KT 10SM FEW090 FEW110 FEW150 35/06 A2970 RMK AO2 SLP037 T03500061 10367 20311 56022"]
["PHX","2019-06-04T02:51:00",82,35.1,18.54,290,9,0,29.76,1005.5,10,"M","CLR","M","M","M","M","M","M","M","M","M","M","M","M","M","M",79.8,"KPHX 040851Z 29009KT 10SM CLR 28/02 A2976 RMK AO2 SLP055 T02780017 51004"]
["PHX","2019-06-04T09:51:00",82.9,41,22.7,"M",4,0,29.85,1008.8,10,"M","FEW","M","M","M",25000,"M","M","M","M","M","M","M","M","M","M",80.62,"KPHX 041551Z VRB04KT 10SM FEW250 28/05 A2985 RMK AO2 SLP088 T02830050"]
["PHX","2019-06-04T18:51:00",96.1,35.1,11.88,220,6,0,29.71,1004.1,10,"M","FEW","SCT","SCT","BKN",10000,15000,21000,27000,"M","M","M","M","M","M","M",91.07,"KPHX 050051Z 22006KT 10SM FEW100 SCT150 SCT210 BKN270 36/02 A2971 RMK AO2 SLP041 TCU DSNT E AND S T03560017"]
["PHX","2019-06-05T03:51:00",82.9,41,22.7,290,7,0,29.8,1006.9,10,"M","FEW","M","M","M",27000,"M","M","M","M","M","M","M","M","M","M",80.62,"KPHX 050951Z 29007KT 10SM FEW270 28/05 A2980 RMK AO2 SLP069 T02830050"]
["PHX","2019-06-05T12:51:00",93.9,39.9,15.35,"M",3,0,29.87,1009.3,10,"M","FEW","M","M","M",12000,"M","M","M","M","M","M","M","M","M","M",89.6,"KPHX 051851Z VRB03KT 10SM FEW120 34/04 A2987 RMK AO2 SLP093 T03440044"]
["PHX","2019-06-05T20:51:00",97,34,11.06,240,7,0,29.76,1005.5,10,"M","FEW","M","M","M",12000,"M","M","M","M","M","M","M","M","M","M",91.64,"KPHX 060251Z 24007KT 210V270 10SM FEW120 36/01 A2976 RMK AO2 SLP055 T03610011 55002"]
["PHX","2019-06-06T05:51:00",79,41,25.78,0,0,0,29.87,1009.3,10,"M","SCT","M","M","M",14000,"M","M","M","M","M","M","M","M","M","M",77.81,"KPHX 061151Z 00000KT 10SM SCT140 26/05 A2987 RMK AO2 SLP093 T02610050 10328 20261 53015"]
["PHX","2019-06-06T06:51:00",77,43,29.74,0,0,0,29.88,1009.8,10,"M","SCT","M","M","M",14000,"M","M","M","M","M","M","M","M","M","M",75.8,"KPHX 061251Z 00000KT 10SM SCT140 25/06 A2988 RMK AO2 SLP098 T02500061"]
["PHX","2019-06-06T15:51:00",100,37.9,11.78,290,13,0,29.81,1007.4,10,19,"FEW","SCT","M","M",12000,25000,"M","M","M","M","M","M","M","M","M",94.83,"KPHX 062151Z 29013G19KT 10SM FEW120 SCT250 38/03 A2981 RMK AO2 SLP074 T03780033 $"]
["PHX","2019-06-07T04:51:00",82,46.9,29.28,80,6,0,29.82,1007.5,10,"M","FEW","FEW","M","M",12000,25000,"M","M","M","M","M","M","M","M","M",80.43,"KPHX 071051Z 08006KT 10SM FEW120 FEW250 28/08 A2982 RMK AO2 SLP075 T02780083"]
["PHX","2019-06-07T08:51:00",82.9,39,21,120,6,0,29.85,1008.6,10,"M","FEW","M","M","M",25000,"M","M","M","M","M","M","M","M","M","M",80.53,"KPHX 071451Z 12006KT 10SM FEW250 28/04 A2985 RMK AO2 SLP086 T02830039 53007"]
["PHX","2019-06-07T17:51:00",99,42.1,14.3,290,10,0,29.7,1003.8,10,"M","FEW","SCT","SCT","M",12000,25000,29000,"M","M","M","M","M","M","M","M",94.6,"KPHX 072351Z 29010KT 10SM FEW120 SCT250 SCT290 37/06 A2970 RMK AO2 SLP038 T03720056 10389 20328 56016"]
["PHX","2019-06-08T02:51:00",84,30.9,14.68,0,0,0,29.78,1006.4,10,"M","CLR","M","M","M","M","M","M","M","M","M","M","M","M","M","M",81.12,"KPHX 080851Z 00000KT 10SM CLR 29/M01 A2978 RMK AO2 SLP064 T02891006 50004"]
["PHX","2019-06-08T09:51:00",82.9,39,21,120,6,0,29.88,1009.7,10,"M","FEW","M","M","M",15000,"M","M","M","M","M","M","M","M","M","M",80.53,"KPHX 081551Z 12006KT 10SM FEW150 28/04 A2988 RMK AO2 SLP097 T02830039"]
["PHX","2019-06-08T19:51:00",97,32,10.21,310,7,0,29.81,1007.5,10,"M","FEW","FEW","M","M",22000,27000,"M","M","M","M","M","M","M","M","M",91.35,"KPHX 090151Z 31007KT 10SM FEW220 FEW270 36/00 A2981 RMK AO2 SLP075 T03610000"]
["PHX","2019-06-08T20:51:00",96.1,33.1,10.97,310,8,0,29.82,1007.7,10,"M","FEW","FEW","M","M",22000,27000,"M","M","M","M","M","M","M","M","M",90.76,"KPHX 090251Z 31008KT 10SM FEW220 FEW270 36/01 A2982 RMK AO2 SLP077 T03560006 53002"]
["PHX","2019-06-09T05:51:00",78.1,39,24.56,70,6,0,29.91,1010.8,10,"M","SCT","M","M","M",12000,"M","M","M","M","M","M","M","M","M","M",76.76,"KPHX 091151Z 07006KT 10SM SCT120 26/04 A2991 RMK AO2 SLP108 T02560039 10311 20256 53013"]
["PHX","2019-06-09T14:51:00",102,27,7.16,190,7,0,29.9,1010.5,10,"M","FEW","SCT","M","M",20000,25000,"M","M","M","M","M","M","M","M","M",94.96,"KPHX 092051Z 19007KT 10SM FEW200 SCT250 39/M03 A2990 RMK AO2 SLP105 T03891028 58018"]
["PHX","2019-06-09T22:51:00",95,34,11.76,220,4,0,29.87,1009.3,10,"M","SCT","SCT","BKN","M",15000,20000,25000,"M","M","M","M","M","M","M","M",90,"KPHX 100451Z 22004KT 10SM SCT150 SCT200 BKN250 35/01 A2987 RMK AO2 SLP093 T03500011"]
["PHX","2019-06-10T07:51:00",84.9,36,17.5,110,8,0,29.96,1012.5,10,"M","FEW","SCT","M","M",15000,25000,"M","M","M","M","M","M","M","M","M",81.86,"KPHX 101351Z 11008KT 10SM FEW150 SCT250 29/02 A2996 RMK AO2 SLP125 T02940022"]
["PHX","2019-06-10T16:51:00",106,46,13.46,"M",3,0,29.89,1009.8,10,"M","SCT","SCT","M","M",11000,25000,"M","M","M","M","M","M","M","M","M",102.07,"KPHX 102251Z VRB03KT 10SM SCT110 SCT250 41/08 A2989 RMK AO2 SLP098 T04110078"]
["PHX","2019-06-10T22:51:00",96.1,53.1,23.62,130,13,0,29.94,1011.5,10,"M","SCT","M","M","M",13000,"M","M","M","M","M","M","M","M","M","M",93.72,"KPHX 110451Z 13013KT 10SM SCT130 36/12 A2994 RMK AO2 SLP115 T03560117"]
["PHX","2019-06-11T09:51:00",93,54,26.87,100,10,0,30.01,1014.1,10,"M","FEW","M","M","M",25000,"M","M","M","M","M","M","M","M","M","M",90.76,"KPHX 111551Z 10010KT 10SM FEW250 34/12 A3001 RMK AO2 SLP141 T03390122"]
["PHX","2019-06-11T10:51:00",95,53.1,24.44,70,8,0,30,1013.7,10,"M","SCT","M","M","M",25000,"M","M","M","M","M","M","M","M","M","M",92.58,"KPHX 111651Z 07008KT 10SM SCT250 35/12 A3000 RMK AO2 SLP137 T03500117"]
["PHX","2019-06-11T19:51:00",104,35.1,9.36,260,8,0,29.83,1007.8,10,"M","FEW","BKN","BKN","M",11000,25000,29000,"M","M","M","M","M","M","M","M",97.77,"KPHX 120151Z 26008KT 10SM FEW110 BKN250 BKN290 40/02 A2983 RMK AO2 SLP078 T04000017"]
["PHX","2019-06-12T03:51:00",87.1,28.9,12.26,0,0,0,29.83,1007.7,10,"M","FEW","BKN","M","M",13000,25000,"M","M","M","M","M","M","M","M","M",83.37,"KPHX 120951Z 00000KT 10SM FEW130 BKN250 31/M02 A2983 RMK AO2 SLP077 T03061017"]
["PHX","2019-06-12T12:51:00",100.9,28,7.71,"M",3,0,29.86,1009,10,"M","FEW","BKN","M","M",18000,25000,"M","M","M","M","M","M","M","M","M",94.14,"KPHX 121851Z VRB03KT 10SM FEW180 BKN250 38/M02 A2986 RMK AO2 SLP090 T03831022"]
["PHX","2019-06-12T21:51:00",100,28.9,8.22,170,3,0,29.73,1004.6,10,"M","FEW","M","M","M",25000,"M","M","M","M","M","M","M","M","M","M",93.48,"KPHX 130351Z 17003KT 10SM FEW250 38/M02 A2973 RMK AO2 SLP046 T03781017"]
["PHX","2019-06-13T06:51:00",84,37,18.74,100,8,0,29.79,1006.4,10,"M","BKN","BKN","M","M",12000,18000,"M","M","M","M","M","M","M","M","M",81.23,"KPHX 131251Z 10008KT 10SM BKN120 BKN180 29/03 A2979 RMK AO2 SLP064 T02890028"]
["PHX","2019-06-13T11:51:00",98.1,39,13.03,130,7,0,29.81,1007.3,10,"M","FEW","SCT","BKN","M",18000,22000,25000,"M","M","M","M","M","M","M","M",93.42,"KPHX 131751Z 13007KT 10SM FEW180 SCT220 BKN250 37/04 A2981 RMK AO2 SLP073 VIRGA DSNT W T03670039 10372 20278 50000"]
["PHX","2019-06-13T23:51:00",95,16,5.56,250,4,0,29.72,1004.1,10,"M","FEW","M","M","M",21000,"M","M","M","M","M","M","M","M","M","M",88.3,"KPHX 140551Z 25004KT 10SM FEW210 35/M09 A2972 RMK AO2 SLP041 T03501089 10411 20344 51017"]
["PHX","2019-06-14T00:51:00",91.9,21.9,7.88,170,3,0,29.72,1004.2,10,"M","FEW","M","M","M",20000,"M","M","M","M","M","M","M","M","M","M",86.38,"KPHX 140651Z 17003KT 10SM FEW200 33/M06 A2972 RMK AO2 SLP042 T03331056 404170278"]
["PHX","2019-06-14T09:51:00",90,34,13.74,160,6,0,29.81,1007.2,10,"M","FEW","M","M","M",25000,"M","M","M","M","M","M","M","M","M","M",85.93,"KPHX 141551Z 16006KT 10SM FEW250 32/01 A2981 RMK AO2 SLP072 FU LYR DSNT NE-E T03220011"]
["PHX","2019-06-14T16:51:00",104,25,6.2,230,9,0,29.71,1003.9,10,18,"CLR","M","M","M","M","M","M","M","M","M","M","M","M","M","M",96.44,"KPHX 142251Z 23009G18KT 10SM CLR 40/M04 A2971 RMK AO2 SLP039 FU LYR DSNT E T04001039"]
["PHX","2019-06-15T01:51:00",88,39,17.83,300,6,0,29.75,1005,10,"M","CLR","M","M","M","M","M","M","M","M","M","M","M","M","M","M",84.38,"KPHX 150751Z 30006KT 10SM CLR 31/04 A2975 RMK AO2 SLP050 T03110039"]
["PHX","2019-06-15T10:51:00",91,37.9,15.54,130,5,0,29.85,1008.6,10,"M","CLR","M","M","M","M","M","M","M","M","M","M","M","M","M","M",86.9,"KPHX 151651Z 13005KT 10SM CLR 33/03 A2985 RMK AO2 SLP086 T03280033"]
["PHX","2019-06-15T19:51:00",100.9,32,9.07,270,8,0,29.7,1003.5,10,"M","FEW","M","M","M",12000,"M","M","M","M","M","M","M","M","M","M",94.63,"KPHX 160151Z 27008KT 10SM FEW120 38/00 A2970 RMK AO2 SLP035 FU LYR DSNT E T03830000"]
["PHX","2019-06-15T23:51:00",91.9,39.9,16.34,260,9,0,29.75,1005.2,10,"M","FEW","M","M","M",10000,"M","M","M","M","M","M","M","M","M","M",87.78,"KPHX 160551Z 26009KT 10SM FEW100 33/04 A2975 RMK AO2 SLP052 T03330044 10394 20333 51012"]
["PHX","2019-06-16T12:51:00",98.1,39.9,13.5,190,4,0,29.79,1006.4,10,"M","FEW","SCT","M","M",10000,25000,"M","M","M","M","M","M","M","M","M",93.51,"KPHX 161851Z 19004KT 10SM FEW100 SCT250 37/04 A2979 RMK AO2 SLP064 T03670044"]
["PHX","2019-06-16T13:51:00",100.9,37.9,11.47,"M","M",0,29.75,1005.2,10,"M","FEW","SCT","M","M",10000,25000,"M","M","M","M","M","M","M","M","M","M","KPHX 161951Z 10SM FEW100 SCT250 38/03 A2975 RMK AO2 SLP052 T03830033"]
["PHX","2019-06-16T22:51:00",93.9,36,13.17,260,11,0,29.7,1003.5,10,"M","SCT","M","M","M",25000,"M","M","M","M","M","M","M","M","M","M",89.4,"KPHX 170451Z 26011KT 10SM SCT250 34/02 A2970 RMK AO2 SLP035 T03440022"]
["PHX","2019-06-17T11:51:00",97,33.1,10.67,150,11,0,29.8,1006.7,10,16,"SCT","M","M","M",25000,"M","M","M","M","M","M","M","M","M","M",91.5,"KPHX 171751Z 15011G16KT 10SM SCT250 36/01 A2980 RMK AO2 SLP067 T03610006 10361 20278 50001"]
["PHX","2019-06-17T15:51:00",102.9,30,7.88,260,9,0,29.72,1004.1,10,"M","FEW","FEW","FEW","M",10000,13000,25000,"M","M","M","M","M","M","M","M",96.07,"KPHX 172151Z 26009KT 10SM FEW100 FEW130 FEW250 39/M01 A2972 RMK AO2 SLP041 T03941011"]
["PHX","2019-06-18T00:51:00",91,30.9,11.76,350,6,0,29.77,1005.9,10,"M","CLR","M","M","M","M","M","M","M","M","M","M","M","M","M","M",86.48,"KPHX 180651Z 35006KT 10SM CLR 33/M01 A2977 RMK AO2 SLP059 T03281006 404060278"]
["PHX","2019-06-18T09:51:00",86,37,17.57,120,3,0,29.89,1009.9,10,"M","FEW","M","M","M",25000,"M","M","M","M","M","M","M","M","M","M",82.72,"KPHX 181551Z 12003KT 10SM FEW250 30/03 A2989 RMK AO2 SLP099 T03000028"]
["PHX","2019-06-18T12:51:00",96.1,30.9,10.04,"M",6,0,29.87,1009.4,10,"M","FEW","FEW","M","M",12000,25000,"M","M","M","M","M","M","M","M","M",90.46,"KPHX 181851Z VRB06KT 10SM FEW120 FEW250 36/M01 A2987 RMK AO2 SLP094 T03561006"]
["PHX","2019-06-19T02:51:00",84.9,24.1,10.78,20,4,0,29.85,1008.8,10,"M","CLR","M","M","M","M","M","M","M","M","M","M","M","M","M","M",81.44,"KPHX 190851Z 02004KT 10SM CLR 29/M04 A2985 RMK AO2 SLP088 T02941044 51004"]
["PHX","2019-06-19T03:51:00",82,24.1,11.84,0,0,0,29.86,1008.9,10,"M","CLR","M","M","M","M","M","M","M","M","M","M","M","M","M","M",79.47,"KPHX 190951Z 00000KT 10SM CLR 28/M04 A2986 RMK AO2 SLP089 T02781044"]
["PHX","2019-06-19T12:51:00",96.1,21,6.66,"M",3,0,29.9,1010.3,10,"M","FEW","M","M","M",10000,"M","M","M","M","M","M","M","M","M","M",89.52,"KPHX 191851Z VRB03KT 10SM FEW100 36/M06 A2990 RMK AO2 SLP103 FU FEW100 T03561061"]
["PHX","2019-06-20T00:51:00",89.1,27,10.64,260,8,0,29.81,1007.4,10,"M","CLR","M","M","M","M","M","M","M","M","M","M","M","M","M","M",84.68,"KPHX 200651Z 26008KT 10SM CLR 32/M03 A2981 RMK AO2 SLP074 T03171028 404000244"]
["PHX","2019-06-20T05:51:00",79,33.1,18.88,120,6,0,29.82,1007.9,10,"M","FEW","FEW","M","M",10000,12000,"M","M","M","M","M","M","M","M","M",77.49,"KPHX 201151Z 12006KT 10SM FEW100 FEW120 26/01 A2982 RMK AO2 SLP079 T02610006 10328 20261 52007"]
["PHX","2019-06-20T14:51:00",99,21.9,6.33,260,3,0,29.77,1006,10,"M","CLR","M","M","M","M","M","M","M","M","M","M","M","M","M","M",91.99,"KPHX 202051Z 26003KT 10SM CLR 37/M06 A2977 RMK AO2 SLP060 FU PLUME DSNT E T03721056 58021"]
["PHX","2019-06-20T23:51:00",89.1,24.1,9.43,230,5,0,29.69,1003.3,10,"M","CLR","M","M","M","M","M","M","M","M","M","M","M","M","M","M",84.46,"KPHX 210551Z 23005KT 10SM CLR 32/M04 A2969 RMK AO2 SLP033 T03171044 10394 20317 50012"]
["PHX","2019-06-21T08:51:00",82,34,17.74,130,10,0,29.76,1005.8,10,"M","CLR","M","M","M","M","M","M","M","M","M","M","M","M","M","M",79.77,"KPHX 211451Z 13010KT 10SM CLR 28/01 A2976 RMK AO2 SLP058 T02780011 51011"]
["PHX","2019-06-21T16:51:00",102,30,8.09,230,14,0,29.65,1001.9,10,23,"CLR","M","M","M","M","M","M","M","M","M","M","M","M","M","M",95.31,"KPHX 212251Z 23014G23KT 10SM CLR 39/M01 A2965 RMK AO2 SLP019 FU LYR DSNT E T03891011"]
["PHX","2019-06-21T17:51:00",102.9,30.9,8.17,260,14,0,29.64,1001.4,10,18,"CLR","M","M","M","M","M","M","M","M","M","M","M",26,250,"2019-06-21T17:35:00",96.19,"KPHX 212351Z 26014G18KT 10SM CLR 39/M01 A2964 RMK AO2 PK WND 25026/2335 SLP014 FU LYR DSNT E T03941006 10394 20333 56021"]
["PHX","2019-06-22T02:51:00",84,44.1,24.68,240,5,0,29.72,1004.1,10,"M","CLR","M","M","M","M","M","M","M","M","M","M","M","M","M","M",81.55,"KPHX 220851Z 24005KT 10SM CLR 29/07 A2972 RMK AO2 SLP041 T02890067 53009"]
["PHX","2019-06-22T13:51:00",93.9,44.1,18.05,280,8,0,29.79,1006.5,10,"M","FEW","FEW","M","M",10000,25000,"M","M","M","M","M","M","M","M","M",89.95,"KPHX 221951Z 28008KT 10SM FEW100 FEW250 34/07 A2979 RMK AO2 SLP065 T03440067"]
["PHX","2019-06-22T19:51:00",96.1,30.9,10.04,260,12,0,29.74,1005,10,"M","FEW","FEW","M","M",10000,25000,"M","M","M","M","M","M","M","M","M",90.46,"KPHX 230151Z 26012KT 10SM FEW100 FEW250 36/M01 A2974 RMK AO2 SLP050 FU LYR DSNT E T03561006"]
["PHX","2019-06-23T04:51:00",79,52,39.06,200,4,0,29.82,1007.6,10,"M","CLR","M","M","M","M","M","M","M","M","M","M","M","M","M","M",79,"KPHX 231051Z 20004KT 10SM CLR 26/11 A2982 RMK AO2 SLP076 T02610111"]
["PHX","2019-06-23T13:51:00",95,41,15.49,250,5,0,29.86,1009,10,"M","FEW","M","M","M",5000,"M","M","M","M","M","M","M","M","M","M",90.7,"KPHX 231951Z 25005KT 10SM FEW050 35/05 A2986 RMK AO2 SLP090 FU FEW050 DSNT NE-E T03500050"]
["PHX","2019-06-23T21:51:00",91.9,27,9.75,240,3,0,29.79,1006.6,10,"M","CLR","M","M","M","M","M","M","M","M","M","M","M","M","M","M",86.77,"KPHX 240351Z 24003KT 10SM CLR 33/M03 A2979 RMK AO2 SLP066 T03331028"]
["PHX","2019-06-24T06:51:00",75.9,34,21.69,90,6,0,29.82,1007.7,10,"M","FEW","FEW","M","M",5000,12000,"M","M","M","M","M","M","M","M","M",74.21,"KPHX 241251Z 09006KT 10SM FEW050 FEW120 24/01 A2982 RMK AO2 SLP077 FU FEW050 DSNT NE-E T02440011"]
["PHX","2019-06-24T07:51:00",78.1,35.1,21.07,100,9,0,29.83,1008.1,10,"M","FEW","M","M","M",5000,"M","M","M","M","M","M","M","M","M","M",76.6,"KPHX 241351Z 10009KT 10SM FEW050 26/02 A2983 RMK AO2 SLP081 FU FEW050 DSNT NW-NE-E T02560017"]
["PHX","2019-06-24T16:51:00",102,25,6.59,80,5,0,29.74,1004.8,10,"M","FEW","M","M","M",6000,"M","M","M","M","M","M","M","M","M","M",94.76,"KPHX 242251Z 08005KT 10SM FEW060 39/M04 A2974 RMK AO2 SLP048 FU FEW060 DSNT N-E T03891039"]
["PHX","2019-06-25T02:51:00",84.9,33.1,15.59,360,7,0,29.74,1004.8,10,"M","CLR","M","M","M","M","M","M","M","M","M","M","M","M","M","M",81.81,"KPHX 250851Z 36007KT 10SM CLR 29/01 A2974 RMK AO2 SLP048 T02940006 50003"]
["PHX","2019-06-25T09:51:00",87.1,35.1,15.74,100,6,0,29.83,1008.1,10,"M","FEW","M","M","M",25000,"M","M","M","M","M","M","M","M","M","M",83.55,"KPHX 251551Z 10006KT 10SM FEW250 31/02 A2983 RMK AO2 SLP081 FU LYR DSNT E T03060017"]
["PHX","2019-06-25T17:51:00",102.9,28,7.26,300,13,0,29.72,1004.2,10,18,"FEW","SCT","M","M",22000,25000,"M","M","M","M","M","M","M","M","M",95.83,"KPHX 252351Z 30013G18KT 10SM FEW220 SCT250 39/M02 A2972 RMK AO2 SLP042 T03941022 10406 20350 56015"]
["PHX","2019-06-26T02:51:00",82,34,17.74,0,0,0,29.82,1007.5,10,"M","FEW","M","M","M",22000,"M","M","M","M","M","M","M","M","M","M",79.77,"KPHX 260851Z 00000KT 10SM FEW220 28/01 A2982 RMK AO2 SLP075 T02780011 51009"]
["PHX","2019-06-26T09:51:00",88,44.1,21.72,160,6,0,29.92,1011.1,10,"M","FEW","FEW","BKN","M",18000,22000,25000,"M","M","M","M","M","M","M","M",84.65,"KPHX 261551Z 16006KT 10SM FEW180 FEW220 BKN250 31/07 A2992 RMK AO2 SLP111 T03110067"]
["PHX","2019-06-26T19:51:00",100,43,14.36,320,8,0,29.78,1006.3,10,"M","FEW","FEW","M","M",22000,25000,"M","M","M","M","M","M","M","M","M",95.68,"KPHX 270151Z 32008KT 10SM FEW220 FEW250 38/06 A2978 RMK AO2 SLP063 T03780061"]
["PHX","2019-06-26T20:51:00",98.1,41,14.08,280,17,0,29.8,1006.9,10,"M","FEW","FEW","M","M",22000,25000,"M","M","M","M","M","M","M","M","M",93.62,"KPHX 270251Z 28017KT 10SM FEW220 FEW250 37/05 A2980 RMK AO2 SLP069 T03670050 53004"]
["PHX","2019-06-27T05:51:00",80.1,37,21.27,0,0,0,29.92,1010.9,10,"M","FEW","M","M","M",10000,"M","M","M","M","M","M","M","M","M","M",78.81,"KPHX 271151Z 00000KT 10SM FEW100 27/03 A2992 RMK AO2 SLP109 T02670028 10328 20267 53010"]
["PHX","2019-06-27T14:51:00",102.9,27,6.97,240,7,0,29.9,1010.4,10,"M","CLR","M","M","M","M","M","M","M","M","M","M","M","M","M","M",95.72,"KPHX 272051Z 24007KT 10SM CLR 39/M03 A2990 RMK AO2 SLP104 T03941028 58015"]
["PHX","2019-06-27T22:51:00",97,21.9,6.73,0,0,0,29.84,1008.4,10,"M","CLR","M","M","M","M","M","M","M","M","M","M","M","M","M","M",90.33,"KPHX 280451Z 00000KT 10SM CLR 36/M06 A2984 RMK AO2 SLP084 T03611056"]
["PHX","2019-06-28T07:51:00",82.9,30,14.67,90,5,0,29.92,1011,10,"M","FEW","FEW","M","M",11000,15000,"M","M","M","M","M","M","M","M","M",80.31,"KPHX 281351Z 09005KT 10SM FEW110 FEW150 28/M01 A2992 RMK AO2 SLP110 T02831011"]
["PHX","2019-06-28T16:51:00",109,32,7.13,250,7,0,29.79,1006.4,10,"M","FEW","FEW","FEW","M",10000,13000,23000,"M","M","M","M","M","M","M","M",101.58,"KPHX 282251Z 25007KT 10SM FEW100 FEW130 FEW230 43/00 A2979 RMK AO2 SLP064 T04280000"]
["PHX","2019-06-28T22:51:00",97,23,7.05,250,8,0,29.81,1007.2,10,"M","FEW","M","M","M",23000,"M","M","M","M","M","M","M","M","M","M",90.41,"KPHX 290451Z 25008KT 10SM FEW230 36/M05 A2981 RMK AO2 SLP072 T03611050"]
["PHX","2019-06-29T09:51:00",95,32,10.85,310,4,0,29.89,1009.9,10,"M","SCT","BKN","M","M",20000,25000,"M","M","M","M","M","M","M","M","M",89.71,"KPHX 291551Z 31004KT 10SM SCT200 BKN250 35/00 A2989 RMK AO2 SLP099 T03500000"]
["PHX","2019-06-29T10:51:00",99,34,10.41,280,6,0,29.89,1009.7,10,"M","SCT","BKN","M","M",20000,25000,"M","M","M","M","M","M","M","M","M",93.31,"KPHX 291651Z 28006KT 10SM SCT200 BKN250 37/01 A2989 RMK AO2 SLP097 T03720011"]
["PHX","2019-06-29T19:15:00",108,39,9.7,320,19,"T",29.75,"M",10,"M","FEW","SCT","SCT","BKN",10000,14000,23000,27000,{"$f":"-RA","v":{"$error":"#NAME?"}},"M","M","M","M","M","M",102.04,"KPHX 300115Z 32019KT 10SM -RA FEW100 SCT140 SCT230 BKN270 42/04 A2975 RMK AO2 WSHFT 0055 RAB15 TCU DSNT E P0000 T04220039"]
["PHX","2019-06-30T02:51:00",95,46,18.75,280,4,0,29.84,1008,10,"M","SCT","BKN","BKN","M",13000,17000,19000,"M","M","M","M","M","M","M","M",91.23,"KPHX 300851Z 28004KT 10SM SCT130 BKN170 BKN190 35/08 A2984 RMK AO2 SLP080 T03500078 50003"]
["PHX","2019-06-30T11:51:00",100.9,37.9,11.47,300,7,0,29.87,1009.1,10,"M","FEW","FEW","BKN","M",11000,18000,25000,"M","M","M","M","M","M","M","M",95.6,"KPHX 301751Z 30007KT 10SM FEW110 FEW180 BKN250 38/03 A2987 RMK AO2 SLP091 T03830033 10389 20317 58001"]
["PHX","2019-06-30T20:51:00",105.1,46,13.82,270,9,0,29.77,1005.7,10,"M","FEW","FEW","SCT","SCT",8000,11000,16000,25000,"M","M","M","M","M","M","M",101.2,"KPHX 010251Z 27009KT 10SM FEW080 FEW110 SCT160 SCT250 41/08 A2977 RMK AO2 SLP057 T04060078 53006"]
["PHX","2019-07-01T05:51:00",89.1,48.9,25.14,0,0,0,29.82,1007.3,10,"M","FEW","M","M","M",12000,"M","M","M","M","M","M","M","M","M","M",86.09,"KPHX 011151Z 00000KT 10SM FEW120 32/09 A2982 RMK AO2 SLP073 T03170094 10372 20317 53004 $"]
["PHX","2019-07-01T10:51:00",99,46,16.6,130,5,0,29.85,1008.6,10,"M","FEW","M","M","M",12000,"M","M","M","M","M","M","M","M","M","M",95.17,"KPHX 011651Z 13005KT 10SM FEW120 37/08 A2985 RMK AO2 SLP086 T03720078"]
["PHX","2019-07-01T22:51:00",98.1,36,11.58,240,7,0,29.77,1005.6,10,"M","CLR","M","M","M","M","M","M","M","M","M","M","M","M","M","M",92.87,"KPHX 020451Z 24007KT 10SM CLR 37/02 A2977 RMK AO2 SLP056 T03670022"]
["PHX","2019-07-01T23:51:00",97,36,11.98,250,7,0,29.77,1005.8,10,"M","CLR","M","M","M","M","M","M","M","M","M","M","M","M","M","M",91.96,"KPHX 020551Z 25007KT 10SM CLR 36/02 A2977 RMK AO2 SLP058 T03610022 10428 20361 51016"]
["PHX","2019-07-02T08:51:00",89.1,50,26.19,110,7,0,29.85,1008.6,10,"M","FEW","M","M","M",22000,"M","M","M","M","M","M","M","M","M","M",86.25,"KPHX 021451Z 11007KT 10SM FEW220 32/10 A2985 RMK AO2 SLP086 T03170100 51014"]
["PHX","2019-07-02T15:51:00",105.1,42.1,11.91,270,8,0,29.75,1005,10,22,"FEW","FEW","M","M",12000,22000,"M","M","M","M","M","M","M","M","M",100.21,"KPHX 022151Z 27008G22KT 10SM FEW120 FEW220 41/06 A2975 RMK AO2 SLP050 T04060056"]
["PHX","2019-07-03T01:51:00",91,35.1,13.91,240,4,0,29.74,1004.8,10,"M","CLR","M","M","M","M","M","M","M","M","M","M","M","M","M","M",86.81,"KPHX 030751Z 24004KT 10SM CLR 33/02 A2974 RMK AO2 SLP048 T03280017"]
["PHX","2019-07-03T10:51:00",95,48,20.22,"M",6,0,29.82,1007.6,10,"M","FEW","M","M","M",25000,"M","M","M","M","M","M","M","M","M","M",91.53,"KPHX 031651Z VRB06KT 10SM FEW250 35/09 A2982 RMK AO2 SLP076 T03500089"]
["PHX","2019-07-03T19:51:00",100.9,24.1,6.56,250,14,0,29.68,1003,10,20,"FEW","FEW","FEW","M",12000,25000,29000,"M","M","M","M","M","M","M","M",93.76,"KPHX 040151Z 25014G20KT 10SM FEW120 FEW250 FEW290 38/M04 A2968 RMK AO2 SLP030 T03831044"]
["PHX","2019-07-04T03:51:00",82,37,19.99,100,7,0,29.78,1006.3,10,"M","CLR","M","M","M","M","M","M","M","M","M","M","M","M","M","M",79.86,"KPHX 040951Z 10007KT 10SM CLR 28/03 A2978 RMK AO2 SLP063 T02780028"]
["PHX","2019-07-04T12:51:00",100,33.1,9.74,"M",4,0,29.84,1008,10,"M","CLR","M","M","M","M","M","M","M","M","M","M","M","M","M","M",94.03,"KPHX 041851Z VRB04KT 10SM CLR 38/01 A2984 RMK AO2 SLP080 T03780006"]
["PHX","2019-07-04T13:51:00",98.1,33.1,10.32,"M",3,0,29.81,1007.3,10,14,"FEW","FEW","M","M",500,12000,"M","M","M","M","M","M","M","M","M",92.42,"KPHX 041951Z VRB03G14KT 10SM FEW005 FEW120 37/01 A2981 RMK AO2 SLP073 FU FEW005 FU LYR VC E T03670006"]
["PHX","2019-07-04T22:51:00",96.1,37.9,13.27,270,8,0,29.8,1006.9,10,"M","CLR","M","M","M","M","M","M","M","M","M","M","M","M","M","M",91.49,"KPHX 050451Z 27008KT 10SM CLR 36/03 A2980 RMK AO2 SLP069 T03560033"]
["PHX","2019-07-05T11:51:00",97,34,11.06,100,5,0,29.96,1012.3,10,"M","FEW","M","M","M",12000,"M","M","M","M","M","M","M","M","M","M",91.64,"KPHX 051751Z 10005KT 10SM FEW120 36/01 A2996 RMK AO2 SLP123 T03610011 10361 20261 50000"]
["PHX","2019-07-05T15:51:00",104,28.9,7.29,20,10,0,29.87,1009.1,10,"M","FEW","M","M","M",12000,"M","M","M","M","M","M","M","M","M","M",96.87,"KPHX 052151Z 02010KT 10SM FEW120 40/M02 A2987 RMK AO2 SLP091 T04001017"]
["PHX","2019-07-06T00:51:00",93.9,28,9.54,270,8,0,29.9,1010.2,10,"M","FEW","SCT","M","M",20000,25000,"M","M","M","M","M","M","M","M","M",88.39,"KPHX 060651Z 27008KT 10SM FEW200 SCT250 34/M02 A2990 RMK AO2 SLP102 T03441022 404060261"]
["PHX","2019-07-06T09:51:00",93.9,32,11.23,0,0,0,29.99,1013.3,10,"M","FEW","FEW","FEW","M",12000,15000,20000,"M","M","M","M","M","M","M","M",88.85,"KPHX 061551Z 00000KT 10SM FEW120 FEW150 FEW200 34/00 A2999 RMK AO2 SLP133 T03440000"]
["PHX","2019-07-06T16:51:00",104,33.1,8.64,280,5,0,29.85,1008.5,10,"M","FEW","FEW","FEW","M",9000,15000,25000,"M","M","M","M","M","M","M","M",97.44,"KPHX 062251Z 28005KT 10SM FEW090 FEW150 FEW250 40/01 A2985 RMK AO2 SLP085 T04000006"]
["PHX","2019-07-07T02:51:00",91,44.1,19.76,230,3,0,29.85,1008.7,10,"M","SCT","M","M","M",13000,"M","M","M","M","M","M","M","M","M","M",87.27,"KPHX 070851Z 23003KT 10SM SCT130 33/07 A2985 RMK AO2 SLP087 T03280067 53007"]
["PHX","2019-07-07T03:51:00",91,50,24.68,360,5,0,29.85,1008.6,10,"M","SCT","M","M","M",13000,"M","M","M","M","M","M","M","M","M","M",87.99,"KPHX 070951Z 36005KT 10SM SCT130 33/10 A2985 RMK AO2 SLP086 T03280100"]
["PHX","2019-07-07T12:51:00",102,41,12.52,160,9,0,29.86,1008.9,10,16,"FEW","FEW","FEW","SCT",500,10000,15000,23000,"M","M","M","M","M","M","M",97.21,"KPHX 071851Z 16009G16KT 10SM FEW005 FEW100 FEW150 SCT230 39/05 A2986 RMK AO2 SLP089 FU FEW005 DSNT NW T03890050"]
["PHX","2019-07-08T00:51:00",88,21.9,8.9,250,3,0,29.85,1008.7,10,"M","FEW","SCT","M","M",15000,25000,"M","M","M","M","M","M","M","M","M",83.51,"KPHX 080651Z 25003KT 10SM FEW150 SCT250 31/M06 A2985 RMK AO2 SLP087 T03111056 404280300"]
["PHX","2019-07-08T05:51:00",80.1,28,14.81,90,8,0,29.86,1009,10,"M","BKN","BKN","M","M",13000,18000,"M","M","M","M","M","M","M","M","M",78.51,"KPHX 081151Z 09008KT 10SM BKN130 BKN180 27/M02 A2986 RMK AO2 SLP090 T02671022 10322 20267 53004"]
["PHX","2019-07-08T14:51:00",100.9,17.1,4.87,150,7,0,29.85,1008.7,10,"M","FEW","FEW","M","M",18000,22000,"M","M","M","M","M","M","M","M","M",93.25,"KPHX 082051Z 15007KT 130V190 10SM FEW180 FEW220 38/M08 A2985 RMK AO2 SLP087 T03831083 58019"]
["PHX","2019-07-08T23:51:00",90,17.1,6.81,260,3,0,29.85,1008.8,10,"M","CLR","M","M","M","M","M","M","M","M","M","M","M","M","M","M",84.72,"KPHX 090551Z 26003KT 10SM CLR 32/M08 A2985 RMK AO2 SLP088 T03221083 10400 20317 51015"]
["PHX","2019-07-09T05:51:00",78.1,30,17.16,90,4,0,29.91,1010.9,10,"M","FEW","M","M","M",25000,"M","M","M","M","M","M","M","M","M","M",76.42,"KPHX 091151Z 09004KT 10SM FEW250 26/M01 A2991 RMK AO2 SLP109 T02561011 10333 20250 53009"]
["PHX","2019-07-09T16:51:00",104,15.1,4.07,270,8,0,29.87,1009.2,10,"M","FEW","FEW","M","M",10000,25000,"M","M","M","M","M","M","M","M","M",95.67,"KPHX 092251Z 27008KT 10SM FEW100 FEW250 40/M09 A2987 RMK AO2 SLP092 T04001094"]
["PHX","2019-07-09T17:51:00",104,19.9,5,280,8,0,29.85,1008.7,10,"M","FEW","FEW","M","M",10000,25000,"M","M","M","M","M","M","M","M","M",95.99,"KPHX 092351Z 28008KT 10SM FEW100 FEW250 40/M07 A2985 RMK AO2 SLP087 T04001067 10406 20344 56020"]
["PHX","2019-07-10T02:51:00",86,39.9,19.68,250,5,0,29.89,1009.9,10,"M","FEW","M","M","M",15000,"M","M","M","M","M","M","M","M","M","M",82.81,"KPHX 100851Z 25005KT 10SM FEW150 30/04 A2989 RMK AO2 SLP099 T03000044 51003"]
["PHX","2019-07-10T13:51:00",106,32,7.79,240,8,0,29.92,1010.9,10,"M","FEW","FEW","SCT","M",12000,17000,20000,"M","M","M","M","M","M","M","M",98.99,"KPHX 101951Z 24008KT 10SM FEW120 FEW170 SCT200 41/00 A2992 RMK AO2 SLP109 T04110000"]
["PHX","2019-07-10T19:51:00",108,37.9,9.29,280,10,0,29.81,1007.2,10,"M","FEW","SCT","SCT","M",12000,18000,22000,"M","M","M","M","M","M","M","M",101.8,"KPHX 110151Z 28010KT 10SM FEW120 SCT180 SCT220 42/03 A2981 RMK AO2 SLP072 T04220033"]
["PHX","2019-07-11T04:51:00",93,43,17.8,330,5,0,29.85,1008.4,10,"M","BKN","M","M","M",18000,"M","M","M","M","M","M","M","M","M","M",89,"KPHX 111051Z 33005KT 10SM BKN180 34/06 A2985 RMK AO2 SLP084 T03390061"]
["PHX","2019-07-11T13:51:00",108,37.9,9.29,290,12,0,29.84,1008,10,17,"FEW","FEW","SCT","BKN",12000,17000,21000,25000,"M","M","M","M","M","M","M",101.8,"KPHX 111951Z 29012G17KT 10SM FEW120 FEW170 SCT210 BKN250 42/03 A2984 RMK AO2 SLP080 T04220033"]
["PHX","2019-07-11T18:51:00",106,37.9,9.85,260,22,0,29.75,1005.1,10,30,"FEW","FEW","SCT","BKN",12000,17000,21000,25000,"M","M","M","M",30,270,"2019-07-11T18:43:00",100.04,"KPHX 120051Z 26022G30KT 10SM FEW120 FEW170 SCT210 BKN250 41/03 A2975 RMK AO2 PK WND 27030/0043 SLP051 T04110033"]
["PHX","2019-07-12T06:51:00",91.9,46.9,21.36,0,0,0,29.81,1007.2,10,"M","FEW","BKN","BKN","M",12000,15000,20000,"M","M","M","M","M","M","M","M",88.39,"KPHX 121251Z 00000KT 10SM FEW120 BKN150 BKN200 33/08 A2981 RMK AO2 SLP072 T03330083"]
["PHX","2019-07-12T07:51:00",91.9,48,22.26,110,4,0,29.82,1007.5,10,"M","FEW","SCT","BKN","M",15000,17000,21000,"M","M","M","M","M","M","M","M",88.53,"KPHX 121351Z 11004KT 10SM FEW150 SCT170 BKN210 33/09 A2982 RMK AO2 SLP075 VIRGA DSNT N AND E AND S T03330089"]
["PHX","2019-07-12T16:51:00",109,45,11.87,60,3,0,29.69,1003.1,10,"M","FEW","SCT","SCT","BKN",12000,16000,21000,25000,"M","M","M","M","M","M","M",104.54,"KPHX 122251Z 06003KT 10SM FEW120 SCT160 SCT210 BKN250 43/07 A2969 RMK AO2 SLP031 T04280072"]
["PHX","2019-07-13T01:51:00",99,50,19.28,40,7,0,29.75,1004.9,10,"M","FEW","SCT","BKN","BKN",9500,11000,15000,20000,"M","M","M","M","M","M","M",95.97,"KPHX 130751Z 04007KT 10SM FEW095 SCT110 BKN150 BKN200 37/10 A2975 RMK AO2 SLP049 T03720100"]
["PHX","2019-07-13T08:51:00",93.9,53.1,25.28,0,0,0,29.85,1008.3,10,"M","FEW","FEW","M","M",15000,20000,"M","M","M","M","M","M","M","M","M",91.45,"KPHX 131451Z 00000KT 10SM FEW150 FEW200 34/12 A2985 RMK AO2 SLP083 T03440117 53025"]
["PHX","2019-07-13T17:51:00",109,51.1,14.92,250,14,0,29.73,1004.5,10,22,"FEW","FEW","SCT","M",12000,20000,25000,"M","M","M","M","M","M","M","M",106.59,"KPHX 132351Z 25014G22KT 10SM FEW120 FEW200 SCT250 43/11 A2973 RMK AO2 SLP045 TCU DSNT N-E AND SE T04280106 10433 20383 56019"]
["PHX","2019-07-14T02:51:00",95,57.9,29.09,130,3,0,29.85,1008.6,10,"M","BKN","BKN","BKN","M",16000,18000,23000,"M","M","M","M","M","M","M","M",95,"KPHX 140851Z 13003KT 10SM BKN160 BKN180 BKN230 35/14 A2985 RMK AO2 SLP086 T03500144 50000"]
["PHX","2019-07-14T06:51:00",93,60.1,33.48,"M",3,0,29.89,1009.8,10,"M","SCT","BKN","BKN","M",16000,18000,20000,"M","M","M","M","M","M","M","M",93,"KPHX 141251Z VRB03KT 10SM SCT160 BKN180 BKN200 34/16 A2989 RMK AO2 SLP098 T03390156"]
["PHX","2019-07-14T19:51:00",106,53.1,17.54,10,14,0,29.78,1006.1,10,"M","FEW","FEW","SCT","M",10000,16000,25000,"M","M","M","M","M","M","M","M",104.25,"KPHX 150151Z 01014KT 10SM FEW100 FEW160 SCT250 41/12 A2978 RMK AO2 WSHFT 0136 SLP061 CB DSNT S T04110117"]
["PHX","2019-07-14T19:58:00",105.1,54,18.61,10,13,0,29.78,"M",10,"M","FEW","FEW","SCT","M",10000,16000,25000,"M","M","M","M","M","M","M","M",103.64,"KPHX 150158Z 01013KT 10SM FEW100 FEW160 SCT250 41/12 A2978 RMK AO2 WSHFT 0138 CB DSNT S T04060122"]
["PHX","2019-07-15T04:51:00",90,61,37.97,100,7,0,29.83,1007.9,10,"M","FEW","M","M","M",18000,"M","M","M","M","M","M","M","M","M","M",90,"KPHX 151051Z 10007KT 10SM FEW180 32/16 A2983 RMK AO2 SLP079 T03220161"]
["PHX","2019-07-15T13:51:00",108,55,17.73,"M",4,0,29.8,1006.6,10,"M","FEW","FEW","M","M",12000,16000,"M","M","M","M","M","M","M","M","M",108,"KPHX 151951Z VRB04KT 10SM FEW120 FEW160 42/13 A2980 RMK AO2 SLP066 T04220128"]
["PHX","2019-07-15T21:51:00",105.1,50,16.06,240,6,0,29.7,1003.4,10,"M","FEW","M","M","M",20000,"M","M","M","M","M","M","M","M","M","M",102.27,"KPHX 160351Z 24006KT 10SM FEW200 41/10 A2970 RMK AO2 SLP034 T04060100"]
["PHX","2019-07-16T06:51:00",90,55.9,31.62,120,4,0,29.74,1004.9,10,"M","SCT","SCT","SCT","M",13000,16000,18000,"M","M","M","M","M","M","M","M",88.29,"KPHX 161251Z 12004KT 10SM SCT130 SCT160 SCT180 32/13 A2974 RMK AO2 SLP049 T03220133"]
["PHX","2019-07-16T15:51:00",115,37.9,7.59,270,14,0,29.72,1003.7,10,19,"FEW","FEW","SCT","M",9000,15000,19000,"M","M","M","M","M","M","M","M",107.95,"KPHX 162151Z 27014G19KT 10SM FEW090 FEW150 SCT190 46/03 A2972 RMK AO2 SLP037 T04610033"]
["PHX","2019-07-16T18:01:00",113,37.9,8.03,270,14,0,29.68,"M",10,24,"FEW","FEW","FEW","M",9000,16000,25000,"M","M","M","M","M","M","M","M",106.39,"KPHX 170001Z 27014G24KT 10SM FEW090 FEW160 FEW250 45/03 A2968 RMK AO2 WSHFT 2341 T04500033"]
["PHX","2019-07-17T07:51:00",91,57,31.89,120,4,0,29.88,1009.4,10,"M","FEW","FEW","M","M",16000,25000,"M","M","M","M","M","M","M","M","M",89.59,"KPHX 171351Z 12004KT 10SM FEW160 FEW250 33/14 A2988 RMK AO2 SLP094 T03280139"]
["PHX","2019-07-17T08:51:00",93,57,29.96,10,9,0,29.9,1010.2,10,"M","FEW","FEW","M","M",16000,25000,"M","M","M","M","M","M","M","M","M",91.64,"KPHX 171451Z 01009KT 10SM FEW160 FEW250 34/14 A2990 RMK AO2 SLP102 T03390139 51027"]
["PHX","2019-07-17T17:51:00",102,61,26.27,280,9,0,29.8,1006.7,10,17,"FEW","FEW","BKN","BKN",10000,17000,25000,29000,"M","M","M","M","M","M","M",103.45,"KPHX 172351Z 28009G17KT 10SM FEW100 FEW170 BKN250 BKN290 39/16 A2980 RMK AO2 SLP067 T03890161 10411 20367 56023"]
["PHX","2019-07-18T01:51:00",93,57,29.96,260,10,0,29.86,1008.9,10,"M","CLR","M","M","M","M","M","M","M","M","M","M","M","M","M","M",91.64,"KPHX 180751Z 26010KT 10SM CLR 34/14 A2986 RMK AO2 SLP089 T03390139"]
["PHX","2019-07-18T10:51:00",96.1,52,22.69,120,5,0,29.91,1010.5,10,"M","FEW","M","M","M",25000,"M","M","M","M","M","M","M","M","M","M",93.44,"KPHX 181651Z 12005KT 10SM FEW250 36/11 A2991 RMK AO2 SLP105 T03560111"]
["PHX","2019-07-18T18:51:00",106,37.9,9.85,250,12,0,29.73,1004.3,10,"M","FEW","SCT","BKN","M",12000,25000,29000,"M","M","M","M","M","M","M","M",100.04,"KPHX 190051Z 25012KT 10SM FEW120 SCT250 BKN290 41/03 A2973 RMK AO2 SLP043 TCU DSNT NE AND SE T04110033"]
["PHX","2019-07-19T03:51:00",93.9,52,24.28,270,11,0,29.77,1005.6,10,"M","FEW","SCT","SCT","M",12000,15000,20000,"M","M","M","M","M","M","M","M",91.19,"KPHX 190951Z 27011KT 10SM FEW120 SCT150 SCT200 34/11 A2977 RMK AO2 SLP056 T03440111"]
["PHX","2019-07-19T12:51:00",100.9,41,12.94,270,7,0,29.83,1007.9,10,"M","FEW","SCT","BKN","M",16000,18000,20000,"M","M","M","M","M","M","M","M",96.25,"KPHX 191851Z 27007KT 230V290 10SM FEW160 SCT180 BKN200 38/05 A2983 RMK AO2 SLP079 T03830050"]
["PHX","2019-07-19T14:51:00",105.1,43,12.33,260,9,0,29.79,1006.3,10,"M","SCT","BKN","BKN","M",18000,21000,25000,"M","M","M","M","M","M","M","M",100.45,"KPHX 192051Z 26009KT 10SM SCT180 BKN210 BKN250 41/06 A2979 RMK AO2 SLP063 T04060061 58018"]
["PHX","2019-07-19T21:51:00",99,39,12.68,210,3,0,29.73,1004.6,10,"M","BKN","BKN","M","M",21000,25000,"M","M","M","M","M","M","M","M","M",94.19,"KPHX 200351Z 21003KT 10SM BKN210 BKN250 37/04 A2973 RMK AO2 SLP046 T03720039"]
["PHX","2019-07-20T06:51:00",86,39.9,19.68,90,3,0,29.8,1007,10,"M","FEW","SCT","M","M",15000,19000,"M","M","M","M","M","M","M","M","M",82.81,"KPHX 201251Z 09003KT 10SM FEW150 SCT190 30/04 A2980 RMK AO2 SLP070 T03000044"]
["PHX","2019-07-20T15:51:00",106,36,9.14,270,10,0,29.78,1006.1,10,18,"FEW","FEW","M","M",11000,18000,"M","M","M","M","M","M","M","M","M",99.66,"KPHX 202151Z 27010G18KT 240V310 10SM FEW110 FEW180 41/02 A2978 RMK AO2 SLP061 CB DSNT S T04110022"]
["PHX","2019-07-21T02:51:00",93.9,55.9,28,280,10,0,29.8,1006.7,10,"M","CLR","M","M","M","M","M","M","M","M","M","M","M","M","M","M",92.22,"KPHX 210851Z 28010KT 10SM CLR 34/13 A2980 RMK AO2 SLP067 T03440133 53011"]
["PHX","2019-07-21T08:51:00",91,62.1,38.26,0,0,0,29.89,1009.9,10,"M","FEW","FEW","M","M",20000,25000,"M","M","M","M","M","M","M","M","M",91.56,"KPHX 211451Z 00000KT 10SM FEW200 FEW250 33/17 A2989 RMK AO2 SLP099 T03280167 51020"]
["PHX","2019-07-21T17:51:00",108,52,15.88,290,14,0,29.78,1006,10,19,"FEW","SCT","M","M",10000,25000,"M","M","M","M","M","M","M","M","M",105.91,"KPHX 212351Z 29014G19KT 10SM FEW100 SCT250 42/11 A2978 RMK AO2 SLP060 T04220111 10428 20372 57025"]
["PHX","2019-07-22T02:51:00",96.1,63,33.71,260,12,0,29.82,1007.4,10,"M","BKN","BKN","OVC","M",14000,16000,18000,"M","M","M","M","M","M","M","M",97.7,"KPHX 220851Z 26012KT 10SM BKN140 BKN160 OVC180 36/17 A2982 RMK AO2 SLP074 T03560172 50003"]
["PHX","2019-07-22T10:51:00",93.9,63,36.08,320,3,0,29.97,1012.5,10,"M","FEW","BKN","M","M",19000,21000,"M","M","M","M","M","M","M","M","M",95.19,"KPHX 221651Z 32003KT 10SM FEW190 BKN210 34/17 A2997 RMK AO2 SLP125 T03440172"]
["PHX","2019-07-22T11:51:00",95,63,34.87,"M",3,0,29.96,1012.4,10,"M","SCT","BKN","BKN","M",17000,19000,22000,"M","M","M","M","M","M","M","M",96.44,"KPHX 221751Z VRB03KT 10SM SCT170 BKN190 BKN220 35/17 A2996 RMK AO2 SLP124 VIRGA DSNT E-S T03500172 10361 20322 50001"]
["PHX","2019-07-22T20:51:00",102,55.9,21.88,200,6,0,29.86,1008.8,10,"M","FEW","BKN","BKN","BKN",7500,15000,18000,25000,"M","M","M","M","M","M","M",101.01,"KPHX 230251Z 20006KT 10SM FEW075 BKN150 BKN180 BKN250 39/13 A2986 RMK AO2 SLP088 FRQ LTGCGCC DSNT SE CB DSNT SE T03890133 53011"]
["PHX","2019-07-22T23:51:00",82,68,62.62,150,8,"T",30.02,1014.7,10,19,"FEW","SCT","BKN","BKN",6000,9000,11000,15000,{"$f":"-RA","v":{"$error":"#NAME?"}},"M","M","M",32,160,"2019-07-22T23:20:00",84.92,"KPHX 230551Z 15008G19KT 10SM -RA FEW060 SCT090 BKN110 BKN150 28/20 A3002 RMK AO2 PK WND 16032/0520 LTG DSNT W AND NW RAB11 SLP147 OCNL LTGCC DSNT S AND NW CB DSNT NW P0000 60000 T02780200 10400 20272 53029"]
["PHX","2019-07-23T09:51:00",88,64,44.95,90,5,0,30.02,1014.5,10,"M","FEW","BKN","BKN","M",15000,19000,25000,"M","M","M","M","M","M","M","M",89.34,"KPHX 231551Z 09005KT 10SM FEW150 BKN190 BKN250 31/18 A3002 RMK AO2 SLP145 T03110178"]
["PHX","2019-07-23T17:51:00",106,57,20.21,350,7,0,29.83,1007.9,10,"M","SCT","SCT","M","M",10000,25000,"M","M","M","M","M","M","M","M","M",105.92,"KPHX 232351Z 35007KT 310V010 10SM SCT100 SCT250 41/14 A2983 RMK AO2 SLP079 T04110139 10417 20350 56028"]
["PHX","2019-07-24T02:51:00",95,62.1,33.79,130,8,0,29.89,1009.9,10,"M","SCT","BKN","BKN","OVC",11000,13000,17000,20000,"M","M","M","M","M","M","M",95.95,"KPHX 240851Z 13008KT 10SM SCT110 BKN130 BKN170 OVC200 35/17 A2989 RMK AO2 LTG DSNT SE SLP099 FRQ LTGCC DSNT E AND SE T03500167 53003"]
["PHX","2019-07-24T07:51:00",82.9,72,69.71,80,7,0,30.03,1014.9,10,"M","SCT","BKN","OVC","M",11000,14000,17000,"M","M","M","M","M","M","M","M",88.11,"KPHX 241351Z 08007KT 10SM SCT110 BKN140 OVC170 28/22 A3003 RMK AO2 SLP149 SHRA DSNT NE-E T02830222"]
["PHX","2019-07-24T14:51:00",97,64.9,35.05,"M",3,0,29.91,1010.5,10,"M","FEW","FEW","SCT","M",7000,15000,25000,"M","M","M","M","M","M","M","M",99.93,"KPHX 242051Z VRB03KT 10SM FEW070 FEW150 SCT250 36/18 A2991 RMK AO2 SLP105 CB DSNT NE T03610183 58030"]
["PHX","2019-07-24T16:51:00",100,64.9,32,240,10,0,29.85,1008.6,10,15,"FEW","FEW","SCT","M",7000,15000,25000,"M","M","M","M","M","M","M","M",103.53,"KPHX 242251Z 24010G15KT 10SM FEW070 FEW150 SCT250 38/18 A2985 RMK AO2 SLP086 T03780183"]
["PHX","2019-07-25T01:51:00",93,63,37.1,250,4,0,29.87,1009.3,10,"M","FEW","BKN","M","M",18000,20000,"M","M","M","M","M","M","M","M","M",94.18,"KPHX 250751Z 25004KT 10SM FEW180 BKN200 34/17 A2987 RMK AO2 SLP093 T03390172"]
["PHX","2019-07-25T10:51:00",97,66.9,37.58,0,0,0,29.95,1011.8,10,"M","FEW","FEW","SCT","M",6500,16000,25000,"M","M","M","M","M","M","M","M",101.37,"KPHX 251651Z 00000KT 10SM FEW065 FEW160 SCT250 36/19 A2995 RMK AO2 SLP118 T03610194"]
["PHX","2019-07-25T19:51:00",104,60.1,23.97,260,14,0,29.79,1006.5,10,"M","FEW","FEW","SCT","BKN",9000,15000,21000,27000,"M","M","M","M","M","M","M",105.27,"KPHX 260151Z 26014KT 10SM FEW090 FEW150 SCT210 BKN270 40/16 A2979 RMK AO2 SLP065 CB DSNT S TCU DSNT N T04000156"]
["PHX","2019-07-26T03:51:00",93.9,61,33.62,260,8,0,29.87,1009.3,10,"M","SCT","BKN","OVC","M",13000,16000,25000,"M","M","M","M","M","M","M","M",94.18,"KPHX 260951Z 26008KT 10SM SCT130 BKN160 OVC250 34/16 A2987 RMK AO2 SLP093 T03440161"]
["PHX","2019-07-26T12:51:00",105.1,62.1,24.9,180,5,0,29.93,1011.1,10,"M","FEW","FEW","M","M",9000,25000,"M","M","M","M","M","M","M","M","M",107.75,"KPHX 261851Z 18005KT 10SM FEW090 FEW250 41/17 A2993 RMK AO2 SLP111 CB DSNT N AND NE T04060167"]
["PHX","2019-07-26T21:51:00",104,57,21.45,260,9,0,29.84,1007.9,10,"M","FEW","FEW","SCT","M",10000,20000,25000,"M","M","M","M","M","M","M","M",103.7,"KPHX 270351Z 26009KT 10SM FEW100 FEW200 SCT250 40/14 A2984 RMK AO2 SLP079 T04000139"]
["PHX","2019-07-27T03:51:00",96.1,59,29.25,260,5,0,29.86,1008.9,10,"M","CLR","M","M","M","M","M","M","M","M","M","M","M","M","M","M",95.72,"KPHX 270951Z 26005KT 10SM CLR 36/15 A2986 RMK AO2 SLP089 T03560150"]
["PHX","2019-07-27T06:51:00",93.9,60.1,32.56,290,6,0,29.89,1010,10,"M","FEW","SCT","BKN","M",13000,19000,25000,"M","M","M","M","M","M","M","M",93.77,"KPHX 271251Z 29006KT 10SM FEW130 SCT190 BKN250 34/16 A2989 RMK AO2 SLP100 T03440156"]
["PHX","2019-07-27T15:51:00",111,52,14.55,240,9,0,29.82,1007.3,10,"M","FEW","SCT","M","M",9000,25000,"M","M","M","M","M","M","M","M","M",108.93,"KPHX 272151Z 24009KT 10SM FEW090 SCT250 44/11 A2982 RMK AO2 SLP073 T04390111"]
["PHX","2019-07-28T00:51:00",100.9,48,16.9,250,5,0,29.81,1007,10,"M","BKN","M","M","M",25000,"M","M","M","M","M","M","M","M","M","M",97.46,"KPHX 280651Z 25005KT 10SM BKN250 38/09 A2981 RMK AO2 SLP070 T03830089 404500339"]
["PHX","2019-07-28T08:51:00",93.9,59,31.31,80,6,0,29.93,1011,10,"M","FEW","SCT","BKN","M",11000,15000,25000,"M","M","M","M","M","M","M","M",93.32,"KPHX 281451Z 08006KT 10SM FEW110 SCT150 BKN250 34/15 A2993 RMK AO2 SLP110 T03440150 51024"]
["PHX","2019-07-28T17:51:00",109.9,46,12.01,"M",6,0,29.77,1005.6,10,"M","FEW","BKN","M","M",9000,25000,"M","M","M","M","M","M","M","M","M",105.68,"KPHX 282351Z VRB06KT 10SM FEW090 BKN250 43/08 A2977 RMK AO2 SLP056 TCU DSNT S T04330078 10439 20372 56030"]
["PHX","2019-07-29T02:51:00",97,59,28.46,300,11,0,29.79,1006.2,10,"M","SCT","M","M","M",25000,"M","M","M","M","M","M","M","M","M","M",96.72,"KPHX 290851Z 30011KT 10SM SCT250 36/15 A2979 RMK AO2 SLP062 T03610150 50002"]
["PHX","2019-07-29T11:51:00",99,57.9,25.74,350,3,0,29.86,1008.9,10,"M","FEW","SCT","BKN","M",16000,18000,25000,"M","M","M","M","M","M","M","M",98.49,"KPHX 291751Z 35003KT 10SM FEW160 SCT180 BKN250 37/14 A2986 RMK AO2 SLP089 T03720144 10372 20333 50001"]
["PHX","2019-07-29T15:51:00",108,55.9,18.31,260,10,0,29.77,1005.7,10,"M","FEW","FEW","BKN","M",10000,16000,25000,"M","M","M","M","M","M","M","M",107.58,"KPHX 292151Z 26010KT 10SM FEW100 FEW160 BKN250 42/13 A2977 RMK AO2 SLP057 CB DSNT NE T04220133"]
["PHX","2019-07-29T19:51:00",108,54,17.09,250,15,0,29.71,1003.7,10,22,"FEW","FEW","SCT","BKN",10000,16000,18000,25000,"M","M","M","M","M","M","M",106.72,"KPHX 300151Z 25015G22KT 10SM FEW100 FEW160 SCT180 BKN250 42/12 A2971 RMK AO2 SLP037 CB DSNT NE-E ACSL SW-NW T04220122"]
["PHX","2019-07-30T03:51:00",91,64,40.9,130,12,0,29.86,1008.8,10,"M","SCT","BKN","BKN","OVC",12000,14000,16000,20000,"M","M","M","M","M","M","M",92.52,"KPHX 300951Z 13012KT 10SM SCT120 BKN140 BKN160 OVC200 33/18 A2986 RMK AO2 LTG DSNT N SLP088 T03280178"]
["PHX","2019-07-30T11:51:00",98.1,62.1,30.72,"M",4,0,29.9,1010.3,10,"M","FEW","FEW","SCT","M",8000,21000,25000,"M","M","M","M","M","M","M","M",99.51,"KPHX 301751Z VRB04KT 10SM FEW080 FEW210 SCT250 37/17 A2990 RMK AO2 SLP103 T03670167 10389 20322 58000 $"]
["PHX","2019-07-30T17:39:00",106,59,21.72,260,6,0,29.76,"M",10,"M","SCT","SCT","SCT","BKN",11000,21000,25000,27000,"VCTS","M","M","M","M","M","M",106.95,"KPHX 302339Z 26006KT 10SM VCTS SCT110 SCT210 SCT250 BKN270 41/15 A2976 RMK AO2 LTG DSNT NE-S CB DSNT N AND NE-S T04110150 $"]
["PHX","2019-07-30T19:51:00",95,60.1,31.47,220,7,"T",29.8,1006.8,10,"M","FEW","BKN","BKN","BKN",6500,11000,21000,25000,"M","M","M","M","M","M","M",94.98,"KPHX 310151Z 22007KT 10SM FEW065 BKN110 BKN210 BKN250 BKN270 35/16 A2980 RMK AO2 WSHFT 0051 LTG DSNT S RAE29 TSE41 SLP068 P0000 T03500156 $"]
["PHX","2019-07-31T02:51:00",78.1,73,84.36,220,4,0,29.93,1011.4,10,"M","FEW","BKN","BKN","M",10000,14000,16000,"M","M","M","M","M","M","M","M","M","KPHX 310851Z 22004KT 10SM FEW100 BKN140 BKN160 26/23 A2993 RMK AO2 SLP114 60012 T02560228 56013 $"]
["PHX","2019-07-31T11:51:00",84,73,69.59,80,6,0,30.01,1014.6,10,"M","FEW","BKN","BKN","M",2600,14000,22000,"M","M","M","M","M","M","M","M",90.34,"KPHX 311751Z 08006KT 10SM FEW026 BKN140 BKN220 29/23 A3001 RMK AO2 SLP146 T02890228 10289 20256 51005"]
["PHX","2019-07-31T19:51:00",93,64.9,39.65,280,6,0,29.88,1009.8,10,"M","FEW","SCT","SCT","BKN",5500,11000,15000,22000,"M","M","M","M","M","M","M",95.27,"KPHX 010151Z 28006KT 10SM FEW055 SCT110 SCT150 BKN220 BKN250 34/18 A2988 RMK AO2 SLP098 T03390183"]
["PHX","2019-07-31T20:51:00",91.9,64.9,41.03,190,5,0,29.89,1010.3,10,"M","FEW","SCT","SCT","SCT",6000,11000,15000,22000,"M","M","M","M","M","M","M",94.03,"KPHX 010251Z 19005KT 10SM FEW060 SCT110 SCT150 SCT220 BKN250 33/18 A2989 RMK AO2 SLP103 T03330183 55000"]
["PHX","2019-08-01T05:51:00",84,72,67.28,100,3,0,29.92,1011.2,10,"M","FEW","M","M","M",25000,"M","M","M","M","M","M","M","M","M","M",89.62,"KPHX 011151Z 10003KT 10SM FEW250 29/22 A2992 RMK AO2 SLP112 T02890222 10311 20283 53004 $"]
["PHX","2019-08-01T14:51:00",102,63,28.19,"M","M",0,29.89,1010,10,"M","FEW","FEW","M","M",8000,25000,"M","M","M","M","M","M","M","M","M","M","KPHX 012051Z 10SM FEW080 FEW250 39/17 A2989 RMK AO2 SLP100 CB DSNT NE T03890172 58022"]
["PHX","2019-08-01T19:51:00",102.9,60.1,24.76,"M",5,0,29.8,1007.1,10,"M","FEW","FEW","BKN","M",8000,25000,29000,"M","M","M","M","M","M","M","M",104,"KPHX 020151Z VRB05KT 10SM FEW080 FEW250 BKN290 39/16 A2980 RMK AO2 SLP071 TCU DSNT N T03940156"]
["PHX","2019-08-02T06:51:00",90,68,48.49,90,4,0,29.87,1009.3,10,"M","FEW","SCT","SCT","M",11000,20000,25000,"M","M","M","M","M","M","M","M",93.93,"KPHX 021251Z 09004KT 10SM FEW110 SCT200 SCT250 32/20 A2987 RMK AO2 SLP093 T03220200"]
["PHX","2019-08-02T15:51:00",108,57,19.06,"M",3,0,29.8,1006.7,10,16,"FEW","FEW","SCT","M",9000,21000,27000,"M","M","M","M","M","M","M","M",108.12,"KPHX 022151Z VRB03G16KT 10SM FEW090 FEW210 SCT270 42/14 A2980 RMK AO2 SLP067 CB DSNT N-NE T04220139"]
["PHX","2019-08-02T23:51:00",100,59,25.98,330,5,0,29.81,1007.1,10,"M","FEW","FEW","BKN","M",10000,13000,21000,"M","M","M","M","M","M","M","M",100.11,"KPHX 030551Z 33005KT 10SM FEW100 FEW130 BKN210 38/15 A2981 RMK AO2 SLP071 T03780150 10428 20378 51009"]
["PHX","2019-08-03T06:51:00",91,62.1,38.26,110,5,0,29.84,1008,10,"M","FEW","BKN","BKN","M",15000,19000,23000,"M","M","M","M","M","M","M","M",91.56,"KPHX 031251Z 11005KT 10SM FEW150 BKN190 BKN230 33/17 A2984 RMK AO2 SLP080 T03280167"]
["PHX","2019-08-03T08:51:00",91.9,64.9,41.03,100,6,0,29.86,1008.8,10,"M","SCT","BKN","BKN","M",16000,19000,23000,"M","M","M","M","M","M","M","M",94.03,"KPHX 031451Z 10006KT 10SM SCT160 BKN190 BKN230 33/18 A2986 RMK AO2 SLP088 T03330183 51013"]
["PHX","2019-08-03T16:51:00",109.9,54,16.17,240,4,0,29.74,1004.7,10,"M","FEW","FEW","SCT","BKN",7000,10000,25000,29000,"M","M","M","M","M","M","M",108.69,"KPHX 032251Z 24004KT 10SM FEW070 FEW100 SCT250 BKN290 43/12 A2974 RMK AO2 SLP047 CB DSNT N-NE AND E T04330122"]
["PHX","2019-08-03T23:08:00",86,69.1,57.16,"M",4,0.04,29.95,"M",10,"M","SCT","BKN","OVC","M",4900,9500,12000,"M",{"$f":"-TSRA","v":{"$error":"#NAME?"}},"M","M","M","M","M","M",90.11,"KPHX 040508Z VRB04KT 10SM -TSRA SCT049 BKN095CB OVC120 30/21 A2995 RMK AO2 LTG DSNT E AND W AND NW CONS LTGICCC OHD AND ALQDS TS OHD AND ALQDS MOV NW P0004 T03000206"]
["PHX","2019-08-04T08:51:00",89.1,64.9,44.8,80,6,0,29.91,1010.5,10,"M","FEW","FEW","SCT","BKN",6000,15000,20000,23000,"M","M","M","M","M","M","M",90.97,"KPHX 041451Z 08006KT 10SM FEW060 FEW150 SCT200 BKN230 32/18 A2991 RMK AO2 SLP105 T03170183 51015"]
["PHX","2019-08-04T13:51:00",104,57,21.45,340,5,0,29.87,1009.2,10,"M","FEW","FEW","SCT","M",9000,15000,25000,"M","M","M","M","M","M","M","M",103.7,"KPHX 041951Z 34005KT 10SM FEW090 FEW150 SCT250 40/14 A2987 RMK AO2 SLP092 T04000139 $"]
["PHX","2019-08-04T22:51:00",102.9,55.9,21.3,0,0,0,29.79,1006.4,10,"M","FEW","BKN","M","M",10000,25000,"M","M","M","M","M","M","M","M","M",102.01,"KPHX 050451Z 00000KT 10SM FEW100 BKN250 39/13 A2979 RMK AO2 SLP064 T03940133 $"]
["PHX","2019-08-05T07:51:00",95,60.1,31.47,"M",3,0,29.84,1008.2,10,"M","FEW","FEW","BKN","M",14000,18000,25000,"M","M","M","M","M","M","M","M",94.98,"KPHX 051351Z VRB03KT 10SM FEW140 FEW180 BKN250 35/16 A2984 RMK AO2 SLP082 T03500156 $"]
["PHX","2019-08-05T13:51:00",111,54,15.66,"M",3,0,29.8,1006.7,10,"M","FEW","FEW","SCT","M",11000,20000,25000,"M","M","M","M","M","M","M","M",109.82,"KPHX 051951Z VRB03KT 10SM FEW110 FEW200 SCT250 44/12 A2980 RMK AO2 SLP067 CB DSNT N-NE AND E T04390122"]
["PHX","2019-08-05T16:51:00",115,51.1,12.55,290,11,0,29.71,1003.6,10,"M","SCT","SCT","SCT","M",12900,20000,25000,"M","M","M","M","M","M","M","M",112.35,"KPHX 052251Z 29011KT 10SM SCT129 SCT200 SCT250 46/11 A2971 RMK AO2 SLP036 CB DSNT N-E T04610106"]
["PHX","2019-08-05T22:51:00",91.9,64,39.76,160,23,0,29.84,1008.2,10,28,"FEW","SCT","SCT","M",12000,18000,25000,"M","M","M","M","M",31,160,"2019-08-05T22:21:00",93.51,"KPHX 060451Z 16023G28KT 10SM FEW120 SCT180 SCT250 33/18 A2984 RMK AO2 PK WND 16031/0421 SLP082 T03330178"]
["PHX","2019-08-06T07:51:00",90,64.9,43.55,140,8,0,29.89,1009.8,10,"M","FEW","BKN","BKN","BKN",8000,12000,15000,18000,"M","M","M","M","M","M","M",91.94,"KPHX 061351Z 14008KT 10SM FEW080 BKN120 BKN150 BKN180 32/18 A2989 RMK AO2 SLP098 VCSH NE AND SE SHRA DSNT E T03220183"]
["PHX","2019-08-06T18:51:00",100.9,57.9,24.31,40,7,0,29.78,1006.1,10,"M","FEW","FEW","SCT","BKN",7000,12000,17000,25000,"M","M","M","M","M","M","M",100.63,"KPHX 070051Z 04007KT 10SM FEW070 FEW120 SCT170 BKN250 BKN270 38/14 A2978 RMK AO2 SLP061 T03830144"]
["PHX","2019-08-07T00:51:00",93.9,64.9,38.56,140,9,0,29.85,1008.7,10,"M","BKN","BKN","M","M",15000,20000,"M","M","M","M","M","M","M","M","M",96.3,"KPHX 070651Z 14009KT 10SM BKN150 BKN200 34/18 A2985 RMK AO2 SLP087 T03440183 403890317"]
["PHX","2019-08-07T09:51:00",93.9,64,37.37,230,5,0,29.9,1010.4,10,"M","FEW","BKN","M","M",21000,25000,"M","M","M","M","M","M","M","M","M",95.76,"KPHX 071551Z 23005KT 10SM FEW210 BKN250 34/18 A2990 RMK AO2 SLP104 T03440178"]
["PHX","2019-08-07T17:51:00",105.1,57.9,21.44,270,21,0,29.78,1006.2,10,35,"SCT","SCT","SCT","BKN",9000,19000,25000,29000,"M","M","M","M",35,270,"2019-08-07T17:51:00",105.36,"KPHX 072351Z 27021G35KT 10SM SCT090 SCT190 SCT250 BKN290 41/14 A2978 RMK AO2 PK WND 27035/2351 SLP062 CB DSNT E AND SW-W AND NW-N T04060144 10417 20356 56016"]
["PHX","2019-08-07T22:51:00",95,61,32.5,290,9,0,29.83,1008,10,"M","BKN","M","M","M",16000,"M","M","M","M","M","M","M","M","M","M",95.4,"KPHX 080451Z 29009KT 10SM BKN160 35/16 A2983 RMK AO2 SLP080 T03500161"]
["PHX","2019-08-08T02:51:00",89.1,61,39.06,230,5,0,29.81,1007.3,10,"M","SCT","M","M","M",25000,"M","M","M","M","M","M","M","M","M","M",89.11,"KPHX 080851Z 23005KT 10SM SCT250 32/16 A2981 RMK AO2 SLP073 T03170161 58007"]
["PHX","2019-08-08T11:51:00",98.1,60.1,28.62,350,3,0,29.87,1009.1,10,"M","FEW","FEW","M","M",8000,25000,"M","M","M","M","M","M","M","M","M",98.47,"KPHX 081751Z 35003KT 10SM FEW080 FEW250 37/16 A2987 RMK AO2 SLP091 T03670156 10372 20300 58000"]
["PHX","2019-08-08T20:51:00",104,54,19.23,250,8,0,29.72,1004.2,10,"M","FEW","SCT","BKN","M",11000,20000,27000,"M","M","M","M","M","M","M","M",102.46,"KPHX 090251Z 25008KT 10SM FEW110 SCT200 BKN270 40/12 A2972 RMK AO2 SLP042 T04000122 55001"]
["PHX","2019-08-09T07:51:00",89.1,68,49.88,330,6,0,29.87,1009.2,10,"M","FEW","SCT","SCT","BKN",12000,17000,20000,25000,"M","M","M","M","M","M","M",92.9,"KPHX 091351Z 33006KT 10SM FEW120 SCT170 SCT200 BKN250 32/20 A2987 RMK AO2 SLP092 T03170200"]
["PHX","2019-08-09T14:51:00",97,60.1,29.6,190,5,0,29.86,1009,10,"M","FEW","SCT","BKN","BKN",8000,11000,15000,25000,"M","M","M","M","M","M","M",97.22,"KPHX 092051Z 19005KT 10SM FEW080 SCT110 BKN150 BKN250 36/16 A2986 RMK AO2 SLP090 T03610156 58017"]
["PHX","2019-08-09T23:51:00",93,61,34.57,0,0,0,29.8,1006.9,10,"M","FEW","SCT","SCT","M",14000,17000,25000,"M","M","M","M","M","M","M","M",93.2,"KPHX 100551Z 00000KT 10SM FEW140 SCT170 SCT250 34/16 A2980 RMK AO2 SLP069 T03390161 10378 20339 50004"]
["PHX","2019-08-10T08:51:00",90,63,40.75,0,0,0,29.86,1009.1,10,"M","FEW","BKN","BKN","M",15000,20000,25000,"M","M","M","M","M","M","M","M",90.93,"KPHX 101451Z 00000KT 10SM FEW150 BKN200 BKN250 32/17 A2986 RMK AO2 SLP091 T03220172 51021"]
["PHX","2019-08-10T12:51:00",97,61,30.56,"M",6,0,29.86,1008.8,10,"M","FEW","FEW","BKN","M",15000,20000,25000,"M","M","M","M","M","M","M","M",97.66,"KPHX 101851Z VRB06KT 10SM FEW150 FEW200 BKN250 36/16 A2986 RMK AO2 SLP088 T03610161"]
["PHX","2019-08-10T17:51:00",100,63,29.94,250,11,0,29.76,1005.5,10,"M","FEW","BKN","BKN","BKN",10000,15000,20000,25000,"M","M","M","M","M","M","M",102.27,"KPHX 102351Z 25011KT 10SM FEW100 BKN150 BKN200 BKN250 38/17 A2976 RMK AO2 SLP055 T03780172 10394 20344 56016"]
["PHX","2019-08-11T01:51:00",86,64,47.91,150,10,0,29.87,1009.3,10,"M","FEW","BKN","BKN","M",9000,18000,25000,"M","M","M","M","M","M","M","M",87.31,"KPHX 110751Z 15010KT 10SM FEW090 BKN180 BKN250 30/18 A2987 RMK AO2 SLP093 T03000178"]
["PHX","2019-08-11T10:51:00",90,64.9,43.55,150,4,0,29.95,1012.2,10,"M","FEW","M","M","M",20000,"M","M","M","M","M","M","M","M","M","M",91.94,"KPHX 111651Z 15004KT 10SM FEW200 32/18 A2995 RMK AO2 SLP122 T03220183"]
["PHX","2019-08-11T18:51:00",100.9,59,25.28,20,3,0,29.79,1006.7,10,"M","SCT","SCT","SCT","M",9500,15000,20000,"M","M","M","M","M","M","M","M",101.14,"KPHX 120051Z 02003KT 10SM SCT095 SCT150 SCT200 38/15 A2979 RMK AO2 SLP067 T03830150"]
["PHX","2019-08-12T02:51:00",93.9,46,19.4,300,6,0,29.86,1009,10,"M","SCT","SCT","M","M",10000,15000,"M","M","M","M","M","M","M","M","M",90.17,"KPHX 120851Z 30006KT 10SM SCT100 SCT150 34/08 A2986 RMK AO2 SLP090 T03440078 51006"]
["PHX","2019-08-12T11:51:00",98.1,39.9,13.5,0,0,0,29.95,1012.1,10,"M","FEW","M","M","M",12000,"M","M","M","M","M","M","M","M","M","M",93.51,"KPHX 121751Z 00000KT 10SM FEW120 37/04 A2995 RMK AO2 SLP121 T03670044 10372 20317 57002"]
["PHX","2019-08-12T19:51:00",102.9,39,11.28,"M",5,0,29.82,1007.4,10,"M","FEW","M","M","M",12000,"M","M","M","M","M","M","M","M","M","M",97.55,"KPHX 130151Z VRB05KT 10SM FEW120 39/04 A2982 RMK AO2 SLP074 T03940039"]
["PHX","2019-08-12T22:51:00",97,37,12.46,90,4,0,29.85,1008.6,10,"M","CLR","M","M","M","M","M","M","M","M","M","M","M","M","M","M",92.13,"KPHX 130451Z 09004KT 10SM CLR 36/03 A2985 RMK AO2 SLP086 T03610028"]
["PHX","2019-08-13T04:51:00",84.9,48,27.79,240,6,0,29.88,1009.6,10,"M","CLR","M","M","M","M","M","M","M","M","M","M","M","M","M","M",82.53,"KPHX 131051Z 24006KT 10SM CLR 29/09 A2988 RMK AO2 SLP096 T02940089"]
["PHX","2019-08-13T13:51:00",105.1,43,12.33,230,5,0,29.91,1010.6,10,"M","FEW","M","M","M",12000,"M","M","M","M","M","M","M","M","M","M",100.45,"KPHX 131951Z 23005KT 10SM FEW120 41/06 A2991 RMK AO2 SLP106 T04060061"]
["PHX","2019-08-13T22:51:00",99,48,17.9,250,6,0,29.84,1008.3,10,"M","CLR","M","M","M","M","M","M","M","M","M","M","M","M","M","M",95.54,"KPHX 140451Z 25006KT 10SM CLR 37/09 A2984 RMK AO2 SLP083 T03720089"]
["PHX","2019-08-14T06:51:00",82.9,55.9,39.66,110,4,0,29.88,1009.7,10,"M","FEW","M","M","M",12000,"M","M","M","M","M","M","M","M","M","M",82.2,"KPHX 141251Z 11004KT 10SM FEW120 28/13 A2988 RMK AO2 SLP097 T02830133"]
["PHX","2019-08-14T15:51:00",111,30.9,6.44,340,5,0,29.83,1007.6,10,"M","FEW","FEW","M","M",12000,15000,"M","M","M","M","M","M","M","M","M",103.21,"KPHX 142151Z 34005KT 10SM FEW120 FEW150 44/M01 A2983 RMK AO2 SLP076 FU E T04391006"]
["PHX","2019-08-15T00:51:00",99,41,13.71,340,5,0,29.83,1007.8,10,"M","CLR","M","M","M","M","M","M","M","M","M","M","M","M","M","M",94.47,"KPHX 150651Z 34005KT 10SM CLR 37/05 A2983 RMK AO2 SLP078 T03720050 404560283"]
["PHX","2019-08-15T09:51:00",97,48,19.02,120,6,0,29.91,1010.4,10,"M","FEW","M","M","M",15000,"M","M","M","M","M","M","M","M","M","M",93.52,"KPHX 151551Z 12006KT 10SM FEW150 36/09 A2991 RMK AO2 SLP104 T03610089"]
["PHX","2019-08-15T11:51:00",104,46,14.28,140,8,0,29.89,1010,10,"M","FEW","FEW","M","M",12000,15000,"M","M","M","M","M","M","M","M","M",100.12,"KPHX 151751Z 14008KT 10SM FEW120 FEW150 40/08 A2989 RMK AO2 SLP100 T04000078 10406 20294 58003"]
["PHX","2019-08-15T16:51:00",113,15.1,3.13,300,13,0,29.77,1005.5,10,22,"FEW","FEW","M","M",12000,15000,"M","M","M","M","M","M","M","M","M",103.37,"KPHX 152251Z 30013G22KT 10SM FEW120 FEW150 45/M09 A2977 RMK AO2 SLP055 T04501094"]
["PHX","2019-08-16T01:51:00",96.1,36,12.31,0,0,0,29.77,1005.8,10,"M","CLR","M","M","M","M","M","M","M","M","M","M","M","M","M","M",91.21,"KPHX 160751Z 00000KT 10SM CLR 36/02 A2977 RMK AO2 SLP058 T03560022"]
["PHX","2019-08-16T10:51:00",97,43,15.73,360,3,0,29.9,1010.2,10,"M","FEW","M","M","M",25000,"M","M","M","M","M","M","M","M","M","M",92.79,"KPHX 161651Z 36003KT 10SM FEW250 36/06 A2990 RMK AO2 SLP102 T03610061"]
["PHX","2019-08-16T17:51:00",108,51.1,15.36,"M","M",0,29.73,1004.3,10,"M","SCT","SCT","SCT","M",12000,15000,27000,"M","M","M","M","M","M","M","M","M","KPHX 162351Z 10SM SCT120 SCT150 SCT270 42/11 A2973 RMK AO2 LTG DSNT S SLP043 CB DSNT S T04220106 10439 20372 56028"]
["PHX","2019-08-17T01:51:00",96.1,57,27.23,320,6,0,29.77,1005.6,10,"M","CLR","M","M","M","M","M","M","M","M","M","M","M","M","M","M",94.94,"KPHX 170751Z 32006KT 10SM CLR 36/14 A2977 RMK AO2 SLP056 T03560139"]
["PHX","2019-08-17T10:51:00",95,57.9,29.09,"M",5,0,29.84,1008.3,10,"M","FEW","FEW","M","M",20000,25000,"M","M","M","M","M","M","M","M","M",94.08,"KPHX 171651Z VRB05KT 10SM FEW200 FEW250 35/14 A2984 RMK AO2 SLP083 T03500144"]
["PHX","2019-08-17T18:51:00",106,50,15.64,310,11,0,29.67,1002.5,10,16,"FEW","FEW","SCT","M",11000,20000,28000,"M","M","M","M","M","M","M","M",103.18,"KPHX 180051Z 31011G16KT 10SM FEW110 FEW200 SCT280 41/10 A2967 RMK AO2 SLP025 T04110100"]
["PHX","2019-08-18T02:51:00",93,43,17.8,350,5,0,29.76,1005.5,10,"M","FEW","M","M","M",23000,"M","M","M","M","M","M","M","M","M","M",89,"KPHX 180851Z 35005KT 10SM FEW230 34/06 A2976 RMK AO2 SLP055 T03390061 51008"]
["PHX","2019-08-18T03:51:00",91.9,44.1,19.21,340,3,0,29.78,1005.9,10,"M","FEW","M","M","M",23000,"M","M","M","M","M","M","M","M","M","M",88.09,"KPHX 180951Z 34003KT 10SM FEW230 33/07 A2978 RMK AO2 SLP059 T03330067"]
["PHX","2019-08-18T12:51:00",98.1,44.1,15.87,150,5,0,29.87,1009.1,10,"M","SCT","BKN","BKN","M",18000,25000,30000,"M","M","M","M","M","M","M","M",93.99,"KPHX 181851Z 15005KT 10SM SCT180 BKN250 BKN300 37/07 A2987 RMK AO2 SLP091 T03670067"]
["PHX","2019-08-18T21:51:00",97,39.9,13.96,80,5,0,29.78,1006.2,10,"M","FEW","M","M","M",25000,"M","M","M","M","M","M","M","M","M","M",92.48,"KPHX 190351Z 08005KT 10SM FEW250 36/04 A2978 RMK AO2 SLP062 T03610044"]
["PHX","2019-08-19T03:51:00",87.1,39.9,19.01,70,6,0,29.82,1007.4,10,"M","FEW","M","M","M",25000,"M","M","M","M","M","M","M","M","M","M",83.68,"KPHX 190951Z 07006KT 10SM FEW250 31/04 A2982 RMK AO2 SLP074 T03060044"]
["PHX","2019-08-19T14:51:00",107.1,36,8.85,"M",6,0,29.84,1008,10,"M","FEW","M","M","M",12000,"M","M","M","M","M","M","M","M","M","M",100.62,"KPHX 192051Z VRB06KT 10SM FEW120 42/02 A2984 RMK AO2 SLP080 T04170022 58021"]
["PHX","2019-08-19T23:51:00",95,39.9,14.84,280,3,0,29.8,1006.7,10,"M","CLR","M","M","M","M","M","M","M","M","M","M","M","M","M","M",90.61,"KPHX 200551Z 28003KT 10SM CLR 35/04 A2980 RMK AO2 SLP067 T03500044 10422 20344 51010"]
["PHX","2019-08-20T08:51:00",89.1,41,18.62,120,6,0,29.86,1008.8,10,"M","FEW","M","M","M",16000,"M","M","M","M","M","M","M","M","M","M",85.39,"KPHX 201451Z 12006KT 10SM FEW160 32/05 A2986 RMK AO2 SLP088 FU LYR DSNT NW T03170050 51015"]
["PHX","2019-08-20T15:51:00",111,35.1,7.62,270,7,0,29.75,1005.1,10,14,"FEW","M","M","M",12000,"M","M","M","M","M","M","M","M","M","M",103.93,"KPHX 202151Z 27007G14KT 10SM FEW120 44/02 A2975 RMK AO2 SLP051 T04390017"]
["PHX","2019-08-20T17:51:00",111,43,10.37,270,10,0,29.72,1004,10,"M","FEW","M","M","M",12000,"M","M","M","M","M","M","M","M","M","M",105.78,"KPHX 202351Z 27010KT 240V300 10SM FEW120 44/06 A2972 RMK AO2 SLP040 T04390061 10450 20389 56020"]
["PHX","2019-08-21T02:51:00",91.9,37,14.58,260,5,0,29.74,1004.9,10,"M","CLR","M","M","M","M","M","M","M","M","M","M","M","M","M","M",87.65,"KPHX 210851Z 26005KT 10SM CLR 33/03 A2974 RMK AO2 SLP049 T03330028 53001"]
["PHX","2019-08-21T11:51:00",104,43,12.74,"M",4,0,29.8,1006.8,10,"M","FEW","FEW","M","M",12000,15000,"M","M","M","M","M","M","M","M","M",99.47,"KPHX 211751Z VRB04KT 10SM FEW120 FEW150 40/06 A2980 RMK AO2 SLP068 T04000061 10400 20294 50000"]
["PHX","2019-08-21T23:51:00",98.1,30,9.1,0,0,0,29.67,1002.4,10,"M","CLR","M","M","M","M","M","M","M","M","M","M","M","M","M","M",92.02,"KPHX 220551Z 00000KT 10SM CLR 37/M01 A2967 RMK AO2 SLP024 T03671011 10450 20361 51007"]
["PHX","2019-08-22T04:51:00",87.1,39,18.35,80,10,0,29.7,1003.5,10,"M","CLR","M","M","M","M","M","M","M","M","M","M","M","M","M","M",83.65,"KPHX 221051Z 08010KT 10SM CLR 31/04 A2970 RMK AO2 SLP035 T03060039"]
["PHX","2019-08-22T13:51:00",106,57.9,20.88,120,9,0,29.73,1004.5,10,"M","FEW","FEW","M","M",11000,25000,"M","M","M","M","M","M","M","M","M",106.37,"KPHX 221951Z 12009KT 100V160 10SM FEW110 FEW250 41/14 A2973 RMK AO2 SLP045 T04110144"]
["PHX","2019-08-22T21:51:00",100.9,52,19.61,250,9,0,29.66,1002,10,"M","FEW","SCT","SCT","M",10000,13000,23000,"M","M","M","M","M","M","M","M",98.48,"KPHX 230351Z 25009KT 10SM FEW100 SCT130 SCT230 38/11 A2966 RMK AO2 SLP020 FRQ LTGCGIC DSNT SE CB DSNT SE T03830111"]
["PHX","2019-08-23T02:51:00",90,64.9,43.55,180,8,0,29.77,1005.7,10,16,"FEW","M","M","M",25000,"M","M","M","M","M","M","M","M","M","M",91.94,"KPHX 230851Z 18008G16KT 10SM FEW250 32/18 A2977 RMK AO2 SLP057 T03220183 51016"]
["PHX","2019-08-23T05:51:00",89.1,63,41.92,0,0,0,29.8,1006.8,10,"M","CLR","M","M","M","M","M","M","M","M","M","M","M","M","M","M",89.99,"KPHX 231151Z 00000KT 10SM CLR 32/17 A2980 RMK AO2 SLP068 T03170172 10361 20306 51010"]
["PHX","2019-08-23T14:51:00",100.9,59,25.28,"M",5,0,29.81,1007,10,"M","FEW","SCT","M","M",9000,25000,"M","M","M","M","M","M","M","M","M",101.14,"KPHX 232051Z VRB05KT 10SM FEW090 SCT250 38/15 A2981 RMK AO2 SLP070 T03830150 58022"]
["PHX","2019-08-23T23:51:00",93.9,63,36.08,270,14,0,29.82,1007.7,10,"M","FEW","M","M","M",25000,"M","M","M","M","M","M","M","M","M","M",95.19,"KPHX 240551Z 27014KT 10SM FEW250 34/17 A2982 RMK AO2 SLP077 T03440172 10400 20344 51023"]
["PHX","2019-08-24T07:51:00",86,66,51.37,150,5,0,29.95,1012,10,"M","FEW","FEW","SCT","M",10000,15000,25000,"M","M","M","M","M","M","M","M",88.28,"KPHX 241351Z 15005KT 10SM FEW100 FEW150 SCT250 30/19 A2995 RMK AO2 SLP120 T03000189"]
["PHX","2019-08-24T15:51:00",100,66,33.25,300,9,0,29.88,1009.6,10,22,"SCT","M","M","M",6500,"M","M","M","M","M","M","M","M","M","M",104.33,"KPHX 242151Z 30009G22KT 10SM SCT065 38/19 A2988 RMK AO2 SLP096 T03780189"]
["PHX","2019-08-25T00:51:00",91.9,66.9,43.99,250,9,0,29.89,1009.9,10,"M","SCT","SCT","M","M",14000,20000,"M","M","M","M","M","M","M","M","M",95.33,"KPHX 250651Z 25009KT 10SM SCT140 SCT200 33/19 A2989 RMK AO2 SLP099 T03330194 403890294"]
["PHX","2019-08-25T09:51:00",89.1,70,53.42,290,11,0,29.99,1013.4,10,"M","FEW","FEW","M","M",5000,11000,"M","M","M","M","M","M","M","M","M",94.41,"KPHX 251551Z 29011KT 10SM FEW050 FEW110 32/21 A2999 RMK AO2 SLP134 T03170211"]
["PHX","2019-08-25T14:51:00",99,66.9,35.36,260,12,0,29.89,1010.1,10,17,"FEW","SCT","M","M",5000,25000,"M","M","M","M","M","M","M","M","M",103.81,"KPHX 252051Z 26012G17KT 10SM FEW050 SCT250 37/19 A2989 RMK AO2 SLP101 T03720194 58025"]
["PHX","2019-08-25T18:51:00",102,60.1,25.44,270,13,0,29.8,1007,10,"M","FEW","SCT","M","M",10000,25000,"M","M","M","M","M","M","M","M","M",102.95,"KPHX 260051Z 27013KT 10SM FEW100 SCT250 39/16 A2980 RMK AO2 SLP070 TCU DSNT NE T03890156"]
["PHX","2019-08-26T03:51:00",91,68,46.99,250,8,0,29.8,1007,10,"M","SCT","M","M","M",20000,"M","M","M","M","M","M","M","M","M","M",95.08,"KPHX 260951Z 25008KT 10SM SCT200 33/20 A2980 RMK AO2 SLP070 T03280200"]
["PHX","2019-08-26T12:51:00",99,64.9,32.98,240,5,0,29.83,1008,10,"M","FEW","SCT","M","M",7500,25000,"M","M","M","M","M","M","M","M","M",102.32,"KPHX 261851Z 24005KT 10SM FEW075 SCT250 37/18 A2983 RMK AO2 SLP080 T03720183"]
["PHX","2019-08-26T19:51:00",104,55,19.95,240,9,0,29.7,1003.5,10,"M","FEW","BKN","M","M",9000,25000,"M","M","M","M","M","M","M","M","M",102.85,"KPHX 270151Z 24009KT 10SM FEW090 BKN250 40/13 A2970 RMK AO2 SLP035 T04000128"]
["PHX","2019-08-27T05:51:00",91.9,66,42.64,280,4,0,29.75,1005.1,10,"M","FEW","M","M","M",25000,"M","M","M","M","M","M","M","M","M","M",94.72,"KPHX 271151Z 28004KT 10SM FEW250 33/19 A2975 RMK AO2 SLP051 T03330189 10372 20328 53004"]
["PHX","2019-08-27T14:51:00",108,57.9,19.69,270,6,0,29.74,1004.7,10,18,"FEW","FEW","M","M",10000,25000,"M","M","M","M","M","M","M","M","M",108.58,"KPHX 272051Z 27006G18KT 10SM FEW100 FEW250 42/14 A2974 RMK AO2 SLP047 CB DSNT NE T04220144 58019"]
["PHX","2019-08-27T23:51:00",100.9,55,21.89,290,10,0,29.75,1005,10,"M","CLR","M","M","M","M","M","M","M","M","M","M","M","M","M","M",99.46,"KPHX 280551Z 29010KT 10SM CLR 38/13 A2975 RMK AO2 SLP050 T03830128 10433 20383 51012"]
["PHX","2019-08-28T03:51:00",96.1,61,31.41,270,10,0,29.78,1005.8,10,"M","CLR","M","M","M","M","M","M","M","M","M","M","M","M","M","M",96.64,"KPHX 280951Z 27010KT 10SM CLR 36/16 A2978 RMK AO2 SLP058 T03560161"]
["PHX","2019-08-28T08:51:00",93,62.1,35.94,100,7,0,29.89,1009.8,10,"M","FEW","FEW","SCT","M",12000,16000,22000,"M","M","M","M","M","M","M","M",93.72,"KPHX 281451Z 10007KT 10SM FEW120 FEW160 SCT220 34/17 A2989 RMK AO2 SLP098 T03390167 51024"]
["PHX","2019-08-28T17:51:00",108,60.1,21.3,250,9,0,29.77,1005.7,10,18,"FEW","FEW","FEW","M",10000,20000,27000,"M","M","M","M","M","M","M","M",109.84,"KPHX 282351Z 25009G18KT 10SM FEW100 FEW200 FEW270 42/16 A2977 RMK AO2 SLP057 CB DSNT N AND NE-SE-S T04220156 10428 20383 56025"]
["PHX","2019-08-28T22:51:00",86,73.4,66.15,90,19,0,29.99,1013.3,10,26,"BKN","BKN","BKN","M",10000,20000,27000,"M",{"$f":"-TSRA","v":{"$error":"#NAME?"}},"M","M","M",39,170,"2019-08-28T21:59:00",93.45,"KPHX 290451Z 09019G26KT 10SM -TSRA BKN100CB BKN200 BKN270 30/23 A2999 RMK AO2 PK WND 17039/0359 LTG DSNT ALQDS RAB49 TSB01E36B39 PRESRR SLP133 CONS LTGCGIC NW-NE-E TS NW-NE-E MOV W CONS LTGCGIC DSNT SE-S CB DSNT SE-S P0"]
["PHX","2019-08-29T01:51:00",81,73,76.7,330,8,0,29.97,1012.6,10,"M","BKN","BKN","BKN","M",11000,20000,27000,"M","M","M","M","M","M","M","M",85.81,"KPHX 290751Z 33008KT 10SM BKN110 BKN200 BKN270 27/23 A2997 RMK AO2 SLP126 CONS LTGICCC DSNT S CB S T02720228"]
["PHX","2019-08-29T12:51:00",97,62.1,31.77,270,6,0,29.95,1012.2,10,"M","FEW","FEW","M","M",8000,25000,"M","M","M","M","M","M","M","M","M",98.24,"KPHX 291851Z 27006KT 10SM FEW080 FEW250 36/17 A2995 RMK AO2 SLP122 T03610167"]
["PHX","2019-08-29T21:51:00",99,61,28.75,190,3,0,29.83,1007.8,10,"M","FEW","FEW","SCT","M",9000,15000,25000,"M","M","M","M","M","M","M","M",99.96,"KPHX 300351Z 19003KT 10SM FEW090 FEW150 SCT250 37/16 A2983 RMK AO2 SLP078 OCNL LTGIC DSNT SE CB DSNT SE T03720161"]
["PHX","2019-08-30T06:51:00",87.1,64,46.26,80,7,0,29.88,1009.5,10,"M","FEW","FEW","M","M",15000,25000,"M","M","M","M","M","M","M","M","M",88.42,"KPHX 301251Z 08007KT 10SM FEW150 FEW250 31/18 A2988 RMK AO2 SLP095 T03060178"]
["PHX","2019-08-30T09:51:00",93,64,38.42,80,4,0,29.91,1010.7,10,"M","CLR","M","M","M","M","M","M","M","M","M","M","M","M","M","M",94.74,"KPHX 301551Z 08004KT 10SM CLR 34/18 A2991 RMK AO2 SLP107 T03390178"]
["PHX","2019-08-30T15:51:00",108,59,20.48,260,9,0,29.78,1006.1,10,21,"FEW","FEW","FEW","M",9000,15000,27000,"M","M","M","M","M","M","M","M",109.19,"KPHX 302151Z 26009G21KT 230V300 10SM FEW090 FEW150 FEW270 42/15 A2978 RMK AO2 SLP061 CB DSNT NE-E AND SE T04220150"]
["PHX","2019-08-31T00:51:00",95,57.9,29.09,230,5,0,29.78,1006.2,10,"M","FEW","FEW","M","M",13000,27000,"M","M","M","M","M","M","M","M","M",94.08,"KPHX 310651Z 23005KT 10SM FEW130 FEW270 35/14 A2978 RMK AO2 SLP062 T03500144 404280300"]
["PHX","2019-08-31T09:51:00",93,66,41.2,120,5,0,29.92,1011,10,"M","BKN","M","M","M",25000,"M","M","M","M","M","M","M","M","M","M",95.98,"KPHX 311551Z 12005KT 10SM BKN250 34/19 A2992 RMK AO2 SLP110 T03390189"]
["PHX","2019-08-31T20:51:00",102,50,17.62,180,4,0,29.75,1005,10,"M","FEW","SCT","M","M",15000,27000,"M","M","M","M","M","M","M","M","M",99.07,"KPHX 010251Z 18004KT 10SM FEW150 SCT270 39/10 A2975 RMK AO2 SLP050 T03890100 53002"]
["PHX","2019-09-01T01:51:00",93.9,57.9,30.1,100,4,0,29.81,1007.2,10,"M","SCT","M","M","M",15000,"M","M","M","M","M","M","M","M","M","M",92.9,"KPHX 010751Z 10004KT 10SM SCT150 34/14 A2981 RMK AO2 SLP072 T03440144"]
["PHX","2019-09-01T10:51:00",93.9,64,37.37,270,6,0,29.94,1011.6,10,"M","FEW","FEW","FEW","M",6000,12000,14000,"M","M","M","M","M","M","M","M",95.76,"KPHX 011651Z 27006KT 10SM FEW060 FEW120 FEW140 34/18 A2994 RMK AO2 SLP116 T03440178"]
["PHX","2019-09-01T18:26:00",93.9,60.1,32.56,60,29,0,29.85,"M",10,44,"FEW","BKN","M","M",1500,10000,"M","M","M","M","M","M",44,70,"2019-09-01T18:18:00",93.77,"KPHX 020026Z 06029G44KT 10SM FEW015 BKN100 34/16 A2985 RMK AO2 PK WND 07044/0018 LTG DSNT N AND NE CB DSNT NE AND E T03440156"]
["PHX","2019-09-01T19:03:00",93.9,55.9,28,50,24,0,29.85,"M",10,32,"FEW","FEW","M","M",5500,9000,"M","M","VCTS","M","M","M",32,60,"2019-09-01T19:00:00",92.22,"KPHX 020103Z 05024G32KT 10SM VCTS FEW055 FEW090 34/13 A2985 RMK AO2 PK WND 06032/0100 LTG DSNT W AND NW CB DSNT NE T03440133"]
["PHX","2019-09-01T23:51:00",88,66,48.2,300,11,0,29.96,1012.3,10,"M","FEW","BKN","BKN","M",11000,15000,22000,"M","M","M","M","M","M","M","M",90.41,"KPHX 020551Z 30011KT 10SM FEW110 BKN150 BKN220 31/19 A2996 RMK AO2 SLP123 OCNL LTGIC DSNT W CB DSNT W 60000 T03110189 10417 20300 50046"]
["PHX","2019-09-02T08:51:00",87.1,64.9,47.73,290,6,0,29.95,1012.1,10,"M","FEW","FEW","M","M",18000,25000,"M","M","M","M","M","M","M","M","M",88.86,"KPHX 021451Z 29006KT 10SM FEW180 FEW250 31/18 A2995 RMK AO2 SLP121 T03060183 52012"]
["PHX","2019-09-02T16:51:00",105.1,55.9,19.95,270,6,0,29.81,1007.2,10,"M","FEW","FEW","SCT","M",10000,15000,25000,"M","M","M","M","M","M","M","M",104.43,"KPHX 022251Z 27006KT 10SM FEW100 FEW150 SCT250 41/13 A2981 RMK AO2 SLP072 CB DSNT E T04060133"]
["PHX","2019-09-03T03:51:00",90,64,42.2,0,0,0,29.85,1008.6,10,"M","FEW","FEW","M","M",20000,23000,"M","M","M","M","M","M","M","M","M",91.44,"KPHX 030951Z 00000KT 10SM FEW200 FEW230 32/18 A2985 RMK AO2 SLP086 T03220178"]
["PHX","2019-09-03T09:51:00",91.9,64,39.76,0,0,0,29.89,1010.1,10,"M","FEW","M","M","M",15000,"M","M","M","M","M","M","M","M","M","M",93.51,"KPHX 031551Z 00000KT 10SM FEW150 33/18 A2989 RMK AO2 SLP101 T03330178"]
["PHX","2019-09-03T18:51:00",108,53.1,16.54,260,9,0,29.71,1003.8,10,"M","FEW","FEW","SCT","M",9500,15000,25000,"M","M","M","M","M","M","M","M",106.34,"KPHX 040051Z 26009KT 10SM FEW095 FEW150 SCT250 42/12 A2971 RMK AO2 SLP038 CB DSNT N AND E AND S T04220117"]
["PHX","2019-09-04T03:51:00",91.9,59,33.31,90,6,0,29.77,1005.8,10,"M","FEW","M","M","M",15000,"M","M","M","M","M","M","M","M","M","M",91.2,"KPHX 040951Z 09006KT 10SM FEW150 33/15 A2977 RMK AO2 SLP058 T03330150"]
["PHX","2019-09-04T11:51:00",100,63,29.94,0,0,0,29.85,1008.6,10,"M","FEW","FEW","M","M",8500,15000,"M","M","M","M","M","M","M","M","M",102.27,"KPHX 041751Z 00000KT 10SM FEW085 FEW150 38/17 A2985 RMK AO2 SLP086 T03780172 10389 20311 50007"]
["PHX","2019-09-04T12:51:00",105.1,60.1,23.2,130,10,0,29.84,1008,10,"M","FEW","SCT","M","M",10000,15000,"M","M","M","M","M","M","M","M","M",106.53,"KPHX 041851Z 13010KT 10SM FEW100 SCT150 41/16 A2984 RMK AO2 SLP080 T04060156"]
["PHX","2019-09-04T20:51:00",102.9,53.1,19.23,350,8,0,29.76,1005.4,10,"M","SCT","BKN","BKN","M",10000,15000,27000,"M","M","M","M","M","M","M","M",100.96,"KPHX 050251Z 35008KT 10SM SCT100 BKN150 BKN270 39/12 A2976 RMK AO2 LTG DSNT NW SLP054 CONS LTGCGICCC DSNT W AND NW CB DSNT W AND NW T03940117 53015"]
["PHX","2019-09-05T05:51:00",90,64.9,43.55,80,4,0,29.9,1010.3,10,"M","FEW","BKN","M","M",16000,18000,"M","M","M","M","M","M","M","M","M",91.94,"KPHX 051151Z 08004KT 10SM FEW160 BKN180 32/18 A2990 RMK AO2 SLP103 T03220183 10367 20322 53005"]
["PHX","2019-09-05T15:51:00",108,45,12.22,260,8,0,29.85,1008.3,10,"M","FEW","SCT","SCT","M",10000,16000,27000,"M","M","M","M","M","M","M","M",103.63,"KPHX 052151Z 26008KT 10SM FEW100 SCT160 SCT270 42/07 A2985 RMK AO2 SLP083 CB DSNT SW AND W AND NW T04220072"]
["PHX","2019-09-05T22:51:00",98.1,57,25.61,260,7,0,29.89,1009.9,10,"M","FEW","SCT","SCT","M",13000,17000,27000,"M","M","M","M","M","M","M","M",97.13,"KPHX 060451Z 26007KT 10SM FEW130 SCT170 SCT270 37/14 A2989 RMK AO2 SLP099 T03670139"]
["PHX","2019-09-06T07:51:00",90,64.9,43.55,290,3,0,29.95,1012.1,10,"M","FEW","SCT","M","M",15000,17000,"M","M","M","M","M","M","M","M","M",91.94,"KPHX 061351Z 29003KT 10SM FEW150 SCT170 32/18 A2995 RMK AO2 SLP121 T03220183"]
["PHX","2019-09-06T15:51:00",107.1,57.9,20.21,"M",5,0,29.86,1008.8,10,"M","FEW","FEW","SCT","M",9000,17000,25000,"M","M","M","M","M","M","M","M",107.59,"KPHX 062151Z VRB05KT 10SM FEW090 FEW170 SCT250 42/14 A2986 RMK AO2 SLP088 CB DSNT N AND E AND S TCU DSNT W T04170144"]
["PHX","2019-09-06T22:51:00",99,57.9,25.74,260,7,0,29.85,1008.5,10,"M","FEW","M","M","M",20000,"M","M","M","M","M","M","M","M","M","M",98.49,"KPHX 070451Z 26007KT 10SM FEW200 37/14 A2985 RMK AO2 SLP085 T03720144"]
["PHX","2019-09-07T00:51:00",97,57.9,27.36,260,8,0,29.85,1008.4,10,"M","FEW","M","M","M",20000,"M","M","M","M","M","M","M","M","M","M",96.26,"KPHX 070651Z 26008KT 10SM FEW200 36/14 A2985 RMK AO2 SLP084 T03610144 404220317"]
["PHX","2019-09-07T09:51:00",91.9,66,42.64,290,10,0,29.9,1010.1,10,"M","FEW","BKN","M","M",15000,20000,"M","M","M","M","M","M","M","M","M",94.72,"KPHX 071551Z 29010KT 10SM FEW150 BKN200 33/19 A2990 RMK AO2 SLP101 T03330189"]
["PHX","2019-09-07T18:51:00",105.1,48.9,15.42,290,14,0,29.74,1004.5,10,21,"FEW","SCT","SCT","M",10000,20000,25000,"M","M","M","M","M","M","M","M",101.94,"KPHX 080051Z 29014G21KT 10SM FEW100 SCT200 SCT250 41/09 A2974 RMK AO2 SLP045 CB DSNT N AND NE-E AND SE T04060094"]
["PHX","2019-09-08T03:51:00",88,62.1,42.05,120,6,0,29.79,1006.4,10,"M","CLR","M","M","M","M","M","M","M","M","M","M","M","M","M","M",88.47,"KPHX 080951Z 12006KT 10SM CLR 31/17 A2979 RMK AO2 SLP064 T03110167"]
["PHX","2019-09-08T11:51:00",96.1,63,33.71,"M","M",0,29.8,1006.8,10,"M","SCT","M","M","M",7000,"M","M","M","M","M","M","M","M","M","M","M","KPHX 081751Z 10SM SCT070 36/17 A2980 RMK AO2 SLP068 T03560172 10361 20300 58006"]
["PHX","2019-09-08T19:51:00",96.1,60.1,30.43,260,12,0,29.68,1002.9,10,"M","FEW","M","M","M",9000,"M","M","M","M","M","M","M","M","M","M",96.21,"KPHX 090151Z 26012KT 10SM FEW090 36/16 A2968 RMK AO2 SLP029 T03560156"]
["PHX","2019-09-09T04:51:00",84,59,42.8,90,4,0,29.8,1006.9,10,"M","FEW","M","M","M",10000,"M","M","M","M","M","M","M","M","M","M",83.75,"KPHX 091051Z 09004KT 10SM FEW100 29/15 A2980 RMK AO2 SLP069 T02890150"]
["PHX","2019-09-09T10:51:00",88,66.9,49.73,70,6,0,29.88,1009.9,10,"M","SCT","SCT","M","M",4500,8000,"M","M","M","M","M","M","M","M","M",90.95,"KPHX 091651Z 07006KT 10SM SCT045 SCT080 31/19 A2988 RMK AO2 SLP099 T03110194"]
["PHX","2019-09-09T13:51:00",93,62.1,35.94,60,4,0,29.83,1007.9,10,"M","BKN","M","M","M",7000,"M","M","M","M","M","M","M","M","M","M",93.72,"KPHX 091951Z 06004KT 10SM BKN070 34/17 A2983 RMK AO2 SLP079 T03390167"]
["PHX","2019-09-09T22:51:00",93.9,59,31.31,260,15,0,29.74,1004.8,10,20,"SCT","M","M","M",10000,"M","M","M","M","M","M","M","M","M","M",93.32,"KPHX 100451Z 26015G20KT 10SM SCT100 34/15 A2974 RMK AO2 SLP048 T03440150"]
["PHX","2019-09-10T07:51:00",82.9,69.1,63.16,200,10,0,29.82,1007.9,10,"M","SCT","SCT","M","M",5000,10000,"M","M","M","M","M","M","M","M","M",86.48,"KPHX 101351Z 20010KT 10SM SCT050 SCT100 28/21 A2982 RMK AO2 SLP079 CB DSNT E T02830206"]
["PHX","2019-09-10T15:51:00",99,55,23.18,200,10,0,29.75,1005.1,10,23,"BKN","M","M","M",7000,"M","M","M","M","M","M","M","M","M","M",97.39,"KPHX 102151Z 20010G23KT 10SM BKN070 37/13 A2975 RMK AO2 SLP051 T03720128"]
["PHX","2019-09-11T00:51:00",87.1,64.9,47.73,320,5,0,29.82,1007.7,10,"M","BKN","M","M","M",7000,"M","M","M","M","M","M","M","M","M","M",88.86,"KPHX 110651Z 32005KT 10SM BKN070 31/18 A2982 RMK AO2 SLP077 T03060183 403780283"]
["PHX","2019-09-11T09:51:00",84.9,61,44.65,"M",4,0,29.96,1012.5,10,"M","SCT","SCT","M","M",5000,8000,"M","M","M","M","M","M","M","M","M",85.12,"KPHX 111551Z VRB04KT 10SM SCT050 SCT080 29/16 A2996 RMK AO2 SLP125 T02940161"]
["PHX","2019-09-11T18:51:00",93.9,55,27.1,290,6,0,29.84,1008.4,10,"M","FEW","M","M","M",8500,"M","M","M","M","M","M","M","M","M","M",91.95,"KPHX 120051Z 29006KT 10SM FEW085 34/13 A2984 RMK AO2 SLP084 T03440128"]
["PHX","2019-09-11T23:51:00",88,55.9,33.68,0,0,0,29.9,1010.5,10,"M","CLR","M","M","M","M","M","M","M","M","M","M","M","M","M","M",86.42,"KPHX 120551Z 00000KT 10SM CLR 31/13 A2990 RMK AO2 SLP105 T03110133 10356 20311 51014"]
["PHX","2019-09-12T03:51:00",86,53.1,32.41,300,6,0,29.93,1011.4,10,"M","CLR","M","M","M","M","M","M","M","M","M","M","M","M","M","M",84.09,"KPHX 120951Z 30006KT 10SM CLR 30/12 A2993 RMK AO2 SLP114 T03000117"]
["PHX","2019-09-12T12:51:00",98.1,48.9,19.02,"M",4,0,29.96,1012.3,10,"M","FEW","M","M","M",25000,"M","M","M","M","M","M","M","M","M","M",94.81,"KPHX 121851Z VRB04KT 10SM FEW250 37/09 A2996 RMK AO2 SLP123 T03670094"]
["PHX","2019-09-12T21:51:00",91.9,45,19.88,210,3,0,29.86,1009.3,10,"M","FEW","M","M","M",23000,"M","M","M","M","M","M","M","M","M","M",88.17,"KPHX 130351Z 21003KT 10SM FEW230 33/07 A2986 RMK AO2 SLP093 T03330072"]
["PHX","2019-09-13T04:51:00",82.9,39.9,21.75,0,0,0,29.88,1009.5,10,"M","FEW","M","M","M",25000,"M","M","M","M","M","M","M","M","M","M",80.57,"KPHX 131051Z 00000KT 10SM FEW250 28/04 A2988 RMK AO2 SLP095 T02830044"]
["PHX","2019-09-13T14:51:00",104,33.1,8.64,280,6,0,29.86,1008.9,10,"M","FEW","FEW","SCT","M",9000,11000,25000,"M","M","M","M","M","M","M","M",97.44,"KPHX 132051Z 28006KT 10SM FEW090 FEW110 SCT250 40/01 A2986 RMK AO2 SLP089 T04000006 58028"]
["PHX","2019-09-13T23:51:00",93,46,19.95,0,0,0,29.85,1008.6,10,"M","SCT","M","M","M",18000,"M","M","M","M","M","M","M","M","M","M",89.31,"KPHX 140551Z 00000KT 10SM SCT180 34/08 A2985 RMK AO2 SLP086 T03390078 10411 20333 51014"]
["PHX","2019-09-14T08:51:00",88,57,35.05,120,6,0,29.96,1012.5,10,"M","BKN","BKN","M","M",14000,18000,"M","M","M","M","M","M","M","M","M",86.71,"KPHX 141451Z 12006KT 10SM BKN140 BKN180 31/14 A2996 RMK AO2 SLP125 SHRA DSNT E-SE T03110139 53019"]
["PHX","2019-09-14T16:51:00",102,53.1,19.75,170,5,0,29.83,1007.8,10,"M","SCT","SCT","BKN","BKN",9000,15000,18000,25000,"M","M","M","M","M","M","M",100,"KPHX 142251Z 17005KT 10SM SCT090 SCT150 BKN180 BKN250 39/12 A2983 RMK AO2 LTG DSNT E SLP078 CB DSNT N-E AND NW T03890117"]
["PHX","2019-09-14T17:51:00",95,61,32.5,120,25,0,29.87,1009.2,10,36,"SCT","SCT","BKN","BKN",9000,11000,18000,25000,"M","M","M","M",36,120,"2019-09-14T17:43:00",95.4,"KPHX 142351Z 12025G36KT 10SM SCT090 SCT110 BKN180 BKN250 35/16 A2987 RMK AO2 PK WND 12036/2343 LTG DSNT NE AND S SLP092 CB DSNT N-NE AND S BLDU ALQDS T03500161 10400 20350 55004"]
["PHX","2019-09-14T23:25:00",87.1,57,36.07,60,5,0,29.95,"M",10,"M","BKN","OVC","M","M",15000,19000,"M","M","M","M","M","M","M","M","M",85.89,"KPHX 150525Z 06005KT 10SM BKN150 OVC190 31/14 A2995 RMK AO2 T03060139"]
["PHX","2019-09-15T07:51:00",82,60.1,47.49,150,3,0,29.92,1011.2,10,"M","BKN","BKN","BKN","M",15000,19000,25000,"M","M","M","M","M","M","M","M",82.4,"KPHX 151351Z 15003KT 10SM BKN150 BKN190 BKN250 28/16 A2992 RMK AO2 SLP112 T02780156"]
["PHX","2019-09-15T13:51:00",97,60.1,29.6,0,0,0,29.89,1010,10,"M","FEW","FEW","FEW","M",7000,15000,25000,"M","M","M","M","M","M","M","M",97.22,"KPHX 151951Z 00000KT 10SM FEW070 FEW150 FEW250 36/16 A2989 RMK AO2 SLP100 T03610156"]
["PHX","2019-09-16T00:51:00",89.1,57.9,34.97,130,6,0,29.84,1008.3,10,"M","SCT","M","M","M",25000,"M","M","M","M","M","M","M","M","M","M",88.01,"KPHX 160651Z 13006KT 10SM SCT250 32/14 A2984 RMK AO2 SLP083 T03170144 403720272"]
["PHX","2019-09-16T09:51:00",89.1,62.1,40.61,120,10,0,29.91,1010.8,10,"M","FEW","FEW","FEW","BKN",7000,11000,14000,25000,"M","M","M","M","M","M","M",89.58,"KPHX 161551Z 12010KT 10SM FEW070 FEW110 FEW140 BKN250 32/17 A2991 RMK AO2 SLP108 T03170167"]
["PHX","2019-09-16T18:51:00",93.9,61,33.62,180,8,0,29.78,1006.3,10,"M","SCT","SCT","BKN","BKN",7500,15000,21000,25000,"M","M","M","M","M","M","M",94.18,"KPHX 170051Z 18008KT 10SM SCT075 SCT150 BKN210 BKN250 34/16 A2978 RMK AO2 SLP063 CB DSNT S T03440161"]
["PHX","2019-09-16T22:51:00",78.1,66.9,68.49,110,15,0.02,29.87,1009.5,10,"M","FEW","SCT","SCT","BKN",5000,7500,11000,15000,{"$f":"-RA","v":{"$error":"#NAME?"}},"M","M","M",26,130,"2019-09-16T22:40:00","M","KPHX 170451Z 11015KT 10SM -RA FEW050 SCT075 SCT110 BKN150 BKN230 26/19 A2987 RMK AO2 PK WND 13026/0440 WSHFT 0425 RAB14 TSB03E48 SLP095 CB DSNT E P0002 T02560194"]
["PHX","2019-09-17T00:51:00",80.1,60.1,50.52,150,8,0,29.86,1009.2,10,"M","FEW","FEW","M","M",11000,15000,"M","M","M","M","M","M","M","M","M",80.94,"KPHX 170651Z 15008KT 10SM FEW110 FEW150 27/16 A2986 RMK AO2 SLP092 T02670156 403720250"]
["PHX","2019-09-17T09:51:00",82,60.1,47.49,160,5,0,29.94,1012,10,"M","FEW","M","M","M",15000,"M","M","M","M","M","M","M","M","M","M",82.4,"KPHX 171551Z 16005KT 10SM FEW150 28/16 A2994 RMK AO2 SLP120 T02780156"]
["PHX","2019-09-17T18:51:00",96.1,57,27.23,320,5,0,29.8,1007,10,"M","FEW","M","M","M",9000,"M","M","M","M","M","M","M","M","M","M",94.94,"KPHX 180051Z 32005KT 10SM FEW090 36/14 A2980 RMK AO2 SLP070 T03560139"]
["PHX","2019-09-18T08:51:00",82.9,59,44.34,110,6,0,29.87,1009.4,10,"M","CLR","M","M","M","M","M","M","M","M","M","M","M","M","M","M",82.86,"KPHX 181451Z 11006KT 10SM CLR 28/15 A2987 RMK AO2 SLP094 T02830150 53015"]
["PHX","2019-09-18T13:51:00",98.1,54,22.97,"M",3,0,29.83,1008.1,10,"M","FEW","M","M","M",9500,"M","M","M","M","M","M","M","M","M","M",96.09,"KPHX 181951Z VRB03KT 10SM FEW095 37/12 A2983 RMK AO2 SLP081 T03670122"]
["PHX","2019-09-18T22:51:00",91,50,24.68,120,3,0,29.76,1005.6,10,"M","FEW","M","M","M",12000,"M","M","M","M","M","M","M","M","M","M",87.99,"KPHX 190451Z 12003KT 10SM FEW120 33/10 A2976 RMK AO2 SLP056 T03280100"]
["PHX","2019-09-19T07:51:00",80.1,51.1,36.44,90,6,0,29.79,1006.8,10,"M","FEW","M","M","M",12000,"M","M","M","M","M","M","M","M","M","M",79.72,"KPHX 191351Z 09006KT 10SM FEW120 27/11 A2979 RMK AO2 SLP068 T02670106"]
["PHX","2019-09-19T13:51:00",99,48,17.9,160,10,0,29.73,1004.5,10,"M","FEW","M","M","M",11000,"M","M","M","M","M","M","M","M","M","M",95.54,"KPHX 191951Z 16010KT 10SM FEW110 37/09 A2973 RMK AO2 SLP045 T03720089"]
["PHX","2019-09-19T16:51:00",99,46.9,17.17,270,13,0,29.66,1002.3,10,"M","FEW","M","M","M",12000,"M","M","M","M","M","M","M","M","M","M",95.33,"KPHX 192251Z 27013KT 10SM FEW120 37/08 A2966 RMK AO2 SLP023 T03720083"]
["PHX","2019-09-20T01:51:00",88,27,11.02,260,7,0,29.72,1004.2,10,"M","CLR","M","M","M","M","M","M","M","M","M","M","M","M","M","M",83.87,"KPHX 200751Z 26007KT 10SM CLR 31/M03 A2972 RMK AO2 SLP042 T03111028"]
["PHX","2019-09-20T10:51:00",84.9,44.1,23.97,150,4,0,29.83,1008.1,10,"M","FEW","M","M","M",22000,"M","M","M","M","M","M","M","M","M","M",82.2,"KPHX 201651Z 15004KT 10SM FEW220 29/07 A2983 RMK AO2 SLP081 T02940067"]
["PHX","2019-09-20T21:51:00",84.9,33.1,15.59,230,4,0,29.77,1006.4,10,"M","CLR","M","M","M","M","M","M","M","M","M","M","M","M","M","M",81.81,"KPHX 210351Z 23004KT 10SM CLR 29/01 A2977 RMK AO2 SLP064 T02940006"]
["PHX","2019-09-21T03:51:00",75,36,24.2,90,7,0,29.82,1007.9,10,"M","CLR","M","M","M","M","M","M","M","M","M","M","M","M","M","M","M","KPHX 210951Z 09007KT 10SM CLR 24/02 A2982 RMK AO2 SLP079 T02390022"]
["PHX","2019-09-21T12:51:00",88,35.1,15.29,0,0,0,29.89,1010.2,10,"M","CLR","M","M","M","M","M","M","M","M","M","M","M","M","M","M",84.28,"KPHX 211851Z 00000KT 10SM CLR 31/02 A2989 RMK AO2 SLP102 T03110017 $"]
["PHX","2019-09-21T21:51:00",88,28,11.48,310,5,0,29.83,1008.3,10,"M","CLR","M","M","M","M","M","M","M","M","M","M","M","M","M","M",83.95,"KPHX 220351Z 31005KT 10SM CLR 31/M02 A2983 RMK AO2 SLP083 T03111022 $"]
["PHX","2019-09-22T02:51:00",75.9,30.9,19.14,90,4,0,29.86,1009.4,10,"M","CLR","M","M","M","M","M","M","M","M","M","M","M","M","M","M","M","KPHX 220851Z 09004KT 10SM CLR 24/M01 A2986 RMK AO2 SLP094 T02441006 53003 $"]
["PHX","2019-09-22T06:51:00",72,35.1,25.83,110,6,0,29.9,1010.9,10,"M","FEW","M","M","M",12000,"M","M","M","M","M","M","M","M","M","M","M","KPHX 221251Z 11006KT 10SM FEW120 22/02 A2990 RMK AO2 SLP109 T02220017 $"]
["PHX","2019-09-22T15:51:00",96.1,37,12.81,"M",3,0,29.87,1009.4,10,"M","FEW","FEW","M","M",12000,25000,"M","M","M","M","M","M","M","M","M",91.39,"KPHX 222151Z VRB03KT 10SM FEW120 FEW250 36/03 A2987 RMK AO2 SLP094 T03560028 $"]
["PHX","2019-09-22T22:51:00",89.1,48,24.31,0,0,0,29.87,1009.4,10,"M","FEW","BKN","M","M",9000,11000,"M","M","M","M","M","M","M","M","M",85.97,"KPHX 230451Z 00000KT 10SM FEW090 BKN110 32/09 A2987 RMK AO2 SLP094 T03170089 $"]
["PHX","2019-09-23T06:51:00",75,73.9,96.38,100,6,0.06,29.91,1011.2,9,"M","BKN","BKN","OVC","M",4000,6000,12000,"M",{"$f":"-RA","v":{"$error":"#NAME?"}},"M","M","M","M","M","M","M","KPHX 231251Z 10006KT 9SM -RA BKN040 BKN060 OVC120 24/23 A2991 RMK AO2 TSB13E36 SLP112 P0006 T02390233 $"]
["PHX","2019-09-23T11:51:00",82,73.9,76.53,80,10,"T",29.93,1011.7,10,"M","SCT","BKN","BKN","M",4200,7000,10000,"M",{"$f":"-RA","v":{"$error":"#NAME?"}},"M","M","M","M","M","M",87.93,"KPHX 231751Z 08010KT 10SM -RA SCT042 BKN070 BKN100 28/23 A2993 RMK AO2 RAB24 SLP117 P0000 60007 T02780233 10278 20233 58003"]
["PHX","2019-09-23T17:51:00",82.9,60.1,46.12,80,11,0,29.88,1010.1,10,"M","SCT","BKN","BKN","BKN",5000,8500,11000,16000,"M","M","M","M","M","M","M",83.13,"KPHX 232351Z 08011KT 10SM SCT050 BKN085 BKN110 BKN160 BKN230 28/16 A2988 RMK AO2 LTG DSNT SW-NW SLP101 LTGCGIC DSNT N AND W-NW CB DSNT N AND W-NW 60000 T02830156 10322 20244 58004"]
["PHX","2019-09-23T20:51:00",70,63,78.46,60,13,"T",29.9,1011.1,10,"M","SCT","BKN","BKN","M",5000,8500,10000,"M","M","M","M","M","M","M","M","M","KPHX 240251Z 06013KT 10SM SCT050 BKN085 BKN100 21/17 A2990 RMK AO2 WSHFT 0138 LTG DSNT NE AND W RAB23E48 TSB0159E24 SLP111 FRQ LTGCGIC DSNT N-NE AND NW CB DSNT N-NE AND NW P0000 60002 T02110172 53007"]
["PHX","2019-09-23T21:51:00",72,64,75.92,70,12,0.08,29.89,1010.9,10,26,"FEW","SCT","BKN","M",800,5000,9500,"M","TS","M","M","M",26,70,"2019-09-23T21:42:00","M","KPHX 240351Z 07012G26KT 10SM TS FEW008 SCT050CB BKN095 22/18 A2989 RMK AO2 PK WND 07026/0342 LTG DSNT NE RAB14E50 TSB0258E31B49 SLP109 OCNL LTGCGIC E AND DSNT NE TS E MOV NE CB DSNT NE P0008 T02220178"]
["PHX","2019-09-24T01:00:00",73,64,73.4,290,18,0,29.97,"M",10,"M","BKN","BKN","M","M",9000,11000,"M","M","VCTS","M","M","M","M","M","M","M","KPHX 240700Z 29018KT 10SM VCTS BKN090 BKN110 23/18 A2997 RMK AO2 LTG DSNT W-N TSE0654 PRESRR CONS LTGICCC DSNT W AND NW CB DSNT W AND NW T02280178"]
["PHX","2019-09-24T09:51:00",71.1,62.1,73.22,0,0,0,29.95,1012.8,10,"M","FEW","SCT","BKN","BKN",12000,16000,18000,22000,"M","M","M","M","M","M","M","M","KPHX 241551Z 00000KT 10SM FEW120 SCT160 BKN180 BKN220 22/17 A2995 RMK AO2 SLP128 T02170167"]
["PHX","2019-09-24T18:51:00",84.9,57,38.69,110,14,0,29.81,1007.8,10,20,"FEW","SCT","SCT","M",6000,21000,25000,"M","M","M","M","M","M","M","M",83.99,"KPHX 250051Z 11014G20KT 10SM FEW060 SCT210 SCT250 29/14 A2981 RMK AO2 SLP078 T02940139"]
["PHX","2019-09-25T03:51:00",75,61,61.75,90,4,0,29.82,1007.9,10,"M","FEW","FEW","M","M",16000,18000,"M","M","M","M","M","M","M","M","M","M","KPHX 250951Z 09004KT 10SM FEW160 FEW180 24/16 A2982 RMK AO2 SLP079 T02390161"]
["PHX","2019-09-25T11:51:00",82,61,49.03,120,6,0,29.89,1010.3,10,"M","FEW","SCT","BKN","BKN",5000,10000,21000,24000,"M","M","M","M","M","M","M",82.62,"KPHX 251751Z 12006KT 10SM FEW050 SCT100 BKN210 BKN240 28/16 A2989 RMK AO2 SLP103 T02780161 10278 20228 50009"]
["PHX","2019-09-25T20:51:00",84,59,42.8,320,6,0,29.8,1007.5,10,"M","FEW","BKN","BKN","M",9500,15000,21000,"M","M","M","M","M","M","M","M",83.75,"KPHX 260251Z 32006KT 10SM FEW095 BKN150 BKN210 29/15 A2980 RMK AO2 LTG DSNT SW AND W SLP075 CONS LTGIC DSNT SW-W CB DSNT SW-W T02890150 53011"]
["PHX","2019-09-26T05:51:00",73.9,64.9,73.49,140,8,0,29.92,1011.3,10,"M","SCT","BKN","M","M",7000,9000,"M","M","M","M","M","M","M","M","M","M","KPHX 261151Z 14008KT 10SM SCT070 BKN090 23/18 A2992 RMK AO2 LTG DSNT NW SLP113 OCNL LTGIC DSNT NW CB DSNT NW T02330183 10244 20233 53004"]
["PHX","2019-09-26T08:51:00",77,66,68.85,110,6,0,29.97,1013,10,"M","BKN","BKN","BKN","M",5500,8500,18000,"M","M","M","M","M","M","M","M","M","KPHX 261451Z 11006KT 10SM BKN055 BKN085 BKN180 25/19 A2997 RMK AO2 SLP130 VCSH W SHRA DSNT SW T02500189 53016"]
["PHX","2019-09-26T13:51:00",84.9,64.9,51.21,270,11,0,29.91,1011.1,10,18,"SCT","BKN","BKN","BKN",6000,10000,15000,25000,"M","M","M","M","M","M","M",86.62,"KPHX 261951Z 27011G18KT 10SM SCT060 BKN100 BKN150 BKN250 29/18 A2991 RMK AO2 SLP111 T02940183"]
["PHX","2019-09-26T19:51:00",75,66.9,75.92,"M",4,"T",29.85,1009.5,10,"M","FEW","SCT","BKN","BKN",5500,8500,11000,15000,{"$f":"-RA","v":{"$error":"#NAME?"}},"M","M","M","M","M","M","M","KPHX 270151Z VRB04KT 10SM -RA FEW055 SCT085 BKN110 BKN150 BKN250 24/19 A2985 RMK AO2 RAB41 SLP095 P0000 T02390194"]
["PHX","2019-09-27T04:51:00",73,64.9,75.75,310,5,0,29.84,1008.9,10,"M","SCT","BKN","BKN","M",5000,10000,15000,"M","M","M","M","M","M","M","M","M","KPHX 271051Z 31005KT 10SM SCT050 BKN100 BKN150 23/18 A2984 RMK AO2 SLP089 T02280183"]
["PHX","2019-09-27T12:51:00",80.1,61,52.16,270,4,0,29.84,1009,10,"M","SCT","SCT","SCT","M",4000,6000,12000,"M","M","M","M","M","M","M","M",81.1,"KPHX 271851Z 27004KT 10SM SCT040 SCT060 SCT120 27/16 A2984 RMK AO2 SLP090 T02670161"]
["PHX","2019-09-27T21:51:00",80.1,64,57.98,220,4,0,29.74,1005.5,10,"M","CLR","M","M","M","M","M","M","M","M","M","M","M","M","M","M",81.71,"KPHX 280351Z 22004KT 10SM CLR 27/18 A2974 RMK AO2 SLP055 T02670178"]
["PHX","2019-09-28T06:51:00",72,61,68.31,90,7,0,29.72,1004.7,10,"M","FEW","M","M","M",10000,"M","M","M","M","M","M","M","M","M","M","M","KPHX 281251Z 09007KT 10SM FEW100 22/16 A2972 RMK AO2 SLP047 T02220161"]
["PHX","2019-09-28T15:51:00",93,57,29.96,170,7,0,29.64,1001.8,10,16,"FEW","M","M","M",8000,"M","M","M","M","M","M","M","M","M","M",91.64,"KPHX 282151Z 17007G16KT 10SM FEW080 34/14 A2964 RMK AO2 SLP018 T03390139 $"]
["PHX","2019-09-28T17:51:00",93.9,55.9,28,160,8,0,29.61,1000.7,10,"M","FEW","M","M","M",8000,"M","M","M","M","M","M","M","M","M","M",92.22,"KPHX 282351Z 16008KT 10SM FEW080 34/13 A2961 RMK AO2 SLP007 T03440133 10344 20289 56019 $"]
["PHX","2019-09-29T00:51:00",81,59,47.17,130,4,0,29.67,1002.7,10,"M","CLR","M","M","M","M","M","M","M","M","M","M","M","M","M","M",81.4,"KPHX 290651Z 13004KT 10SM CLR 27/15 A2967 RMK AO2 SLP027 T02720150 403440217 $"]
["PHX","2019-09-29T09:51:00",79,61,54.08,0,0,0,29.77,1006.2,10,"M","FEW","FEW","M","M",4000,6000,"M","M","M","M","M","M","M","M","M","M","KPHX 291551Z 00000KT 10SM FEW040 FEW060 26/16 A2977 RMK AO2 SLP062 T02610161 $"]
["PHX","2019-09-29T18:51:00",87.1,54,32.34,300,10,0,29.67,1003,10,"M","FEW","SCT","SCT","M",8500,12000,14000,"M","M","M","M","M","M","M","M",85.19,"KPHX 300051Z 30010KT 10SM FEW085 SCT120 SCT140 31/12 A2967 RMK AO2 SLP030 T03060122 $"]
["PHX","2019-09-30T01:51:00",75.9,48,37.29,130,3,0,29.74,1005.5,10,"M","CLR","M","M","M","M","M","M","M","M","M","M","M","M","M","M","M","KPHX 300751Z 13003KT 10SM CLR 24/09 A2974 RMK AO2 SLP055 T02440089 $"]
["PHX","2019-09-30T11:51:00",81,43,26.08,"M",3,0,29.79,1007.1,10,"M","FEW","M","M","M",25000,"M","M","M","M","M","M","M","M","M","M",79.55,"KPHX 301751Z VRB03KT 10SM FEW250 27/06 A2979 RMK AO2 SLP071 T02720061 10278 20200 58002"]
["PHX","2019-09-30T20:51:00",84,39.9,20.99,280,8,0,29.68,1003.4,10,"M","CLR","M","M","M","M","M","M","M","M","M","M","M","M","M","M",81.33,"KPHX 010251Z 28008KT 10SM CLR 29/04 A2968 RMK AO2 SLP034 T02890044 53004"]
["PHX","2019-10-01T05:51:00",66,43,43.2,100,6,0,29.74,1005.5,10,"M","CLR","M","M","M","M","M","M","M","M","M","M","M","M","M","M","M","KPHX 011151Z 10006KT 10SM CLR 19/06 A2974 RMK AO2 SLP055 T01890061 10261 20189 53001"]
["PHX","2019-10-01T13:51:00",88,28.9,11.91,"M",6,0,29.81,1007.6,10,"M","FEW","M","M","M",25000,"M","M","M","M","M","M","M","M","M","M",84.03,"KPHX 011951Z VRB06KT 10SM FEW250 31/M02 A2981 RMK AO2 SLP076 T03111017"]
["PHX","2019-10-01T14:51:00",88,28,11.48,"M",6,0,29.78,1006.9,10,"M","FEW","M","M","M",25000,"M","M","M","M","M","M","M","M","M","M",83.95,"KPHX 012051Z VRB06KT 10SM FEW250 31/M02 A2978 RMK AO2 SLP069 T03111022 58016"]
["PHX","2019-10-01T23:51:00",75.9,39.9,27.37,0,0,0,29.83,1008.5,10,"M","CLR","M","M","M","M","M","M","M","M","M","M","M","M","M","M","M","KPHX 020551Z 00000KT 10SM CLR 24/04 A2983 RMK AO2 SLP085 T02440044 10322 20239 51019"]
["PHX","2019-10-02T08:51:00",70,43,37.64,100,5,0,29.95,1012.6,10,"M","FEW","M","M","M",8000,"M","M","M","M","M","M","M","M","M","M","M","KPHX 021451Z 10005KT 10SM FEW080 21/06 A2995 RMK AO2 SLP126 T02110061 53016"]
["PHX","2019-10-02T14:51:00",88,39,17.83,"M",3,0,29.88,1010.1,10,"M","FEW","M","M","M",10000,"M","M","M","M","M","M","M","M","M","M",84.38,"KPHX 022051Z VRB03KT 10SM FEW100 31/04 A2988 RMK AO2 SLP101 T03110039 58025"]
["PHX","2019-10-03T01:51:00",73,44.1,35.46,90,4,0,29.88,1010.1,10,"M","CLR","M","M","M","M","M","M","M","M","M","M","M","M","M","M","M","KPHX 030751Z 09004KT 10SM CLR 23/07 A2988 RMK AO2 SLP101 T02280067"]
["PHX","2019-10-03T10:51:00",82.9,41,22.7,0,0,0,29.94,1012,10,"M","FEW","M","M","M",10000,"M","M","M","M","M","M","M","M","M","M",80.62,"KPHX 031651Z 00000KT 10SM FEW100 28/05 A2994 RMK AO2 SLP120 T02830050"]
["PHX","2019-10-03T18:51:00",93,43,17.8,290,9,0,29.81,1007.5,10,"M","FEW","M","M","M",11000,"M","M","M","M","M","M","M","M","M","M",89,"KPHX 040051Z 29009KT 10SM FEW110 34/06 A2981 RMK AO2 SLP075 T03390061"]
["PHX","2019-10-04T03:51:00",77,57,50.07,100,3,0,29.86,1009.3,10,"M","CLR","M","M","M","M","M","M","M","M","M","M","M","M","M","M","M","KPHX 040951Z 10003KT 10SM CLR 25/14 A2986 RMK AO2 SLP093 T02500139"]
["PHX","2019-10-04T10:51:00",84,52,33.19,0,0,0,29.96,1012.6,10,"M","FEW","FEW","M","M",7000,9000,"M","M","M","M","M","M","M","M","M",82.36,"KPHX 041651Z 00000KT 10SM FEW070 FEW090 29/11 A2996 RMK AO2 SLP126 T02890111"]
["PHX","2019-10-04T12:51:00",90,51.1,26.52,"M",3,0,29.93,1011.6,10,"M","FEW","FEW","M","M",8000,10000,"M","M","M","M","M","M","M","M","M",87.24,"KPHX 041851Z VRB03KT 10SM FEW080 FEW100 32/11 A2993 RMK AO2 SLP116 T03220106"]
["PHX","2019-10-04T21:51:00",84,51.1,32.1,230,4,0,29.91,1011,10,"M","CLR","M","M","M","M","M","M","M","M","M","M","M","M","M","M",82.23,"KPHX 050351Z 23004KT 10SM CLR 29/11 A2991 RMK AO2 SLP110 T02890106"]
["PHX","2019-10-05T06:51:00",70,53.1,54.98,120,5,0,29.99,1013.8,10,"M","CLR","M","M","M","M","M","M","M","M","M","M","M","M","M","M","M","KPHX 051251Z 12005KT 10SM CLR 21/12 A2999 RMK AO2 SLP138 T02110117"]
["PHX","2019-10-05T15:51:00",93.9,44.1,18.05,310,8,0,29.94,1011.9,10,"M","CLR","M","M","M","M","M","M","M","M","M","M","M","M","M","M",89.95,"KPHX 052151Z 31008KT 10SM CLR 34/07 A2994 RMK AO2 SLP119 T03440067"]
["PHX","2019-10-05T23:51:00",82,43,25.24,0,0,0,29.94,1011.9,10,"M","CLR","M","M","M","M","M","M","M","M","M","M","M","M","M","M",80.15,"KPHX 060551Z 00000KT 10SM CLR 28/06 A2994 RMK AO2 SLP119 T02780061 10339 20267 53008 $"]
["PHX","2019-10-06T08:51:00",73,41,31.47,100,4,0,30.01,1014.7,10,"M","BKN","M","M","M",25000,"M","M","M","M","M","M","M","M","M","M","M","KPHX 061451Z 10004KT 10SM BKN250 23/05 A3001 RMK AO2 SLP147 T02280050 53018 $"]
["PHX","2019-10-06T17:51:00",93.9,28.9,9.9,250,3,0,29.91,1011.1,10,"M","FEW","M","M","M",25000,"M","M","M","M","M","M","M","M","M","M",88.48,"KPHX 062351Z 25003KT 10SM FEW250 34/M02 A2991 RMK AO2 SLP111 T03441017 10356 20306 58015 $"]
["PHX","2019-10-06T23:51:00",78.1,39,24.56,80,6,0,29.95,1012.4,10,"M","CLR","M","M","M","M","M","M","M","M","M","M","M","M","M","M","M","KPHX 070551Z 08006KT 10SM CLR 26/04 A2995 RMK AO2 SLP124 T02560039 10344 20256 51008 $"]
["PHX","2019-10-07T02:51:00",73,37.9,27.89,0,0,0,29.95,1012.2,10,"M","CLR","M","M","M","M","M","M","M","M","M","M","M","M","M","M","M","KPHX 070851Z 00000KT 10SM CLR 23/03 A2995 RMK AO2 SLP122 T02280033 56001 $"]
["PHX","2019-10-07T11:51:00",87.1,28.9,12.26,90,6,0,29.96,1012.8,10,"M","CLR","M","M","M","M","M","M","M","M","M","M","M","M","M","M",83.37,"KPHX 071751Z 09006KT 10SM CLR 31/M02 A2996 RMK AO2 SLP128 T03061017 10311 20194 58004"]
["PHX","2019-10-07T20:51:00",86,37.9,18.2,240,6,0,29.81,1007.6,10,"M","CLR","M","M","M","M","M","M","M","M","M","M","M","M","M","M",82.74,"KPHX 080251Z 24006KT 10SM CLR 30/03 A2981 RMK AO2 SLP076 T03000033 53002"]
["PHX","2019-10-08T04:51:00",72,48,42.51,90,5,0,29.79,1007.1,10,"M","CLR","M","M","M","M","M","M","M","M","M","M","M","M","M","M","M","KPHX 081051Z 09005KT 10SM CLR 22/09 A2979 RMK AO2 SLP071 T02220089"]
["PHX","2019-10-08T13:51:00",91,33.1,12.85,0,0,0,29.78,1006.7,10,"M","FEW","M","M","M",10000,"M","M","M","M","M","M","M","M","M","M",86.74,"KPHX 081951Z 00000KT 10SM FEW100 33/01 A2978 RMK AO2 SLP067 T03280006"]
["PHX","2019-10-08T22:51:00",82.9,35.1,18.01,0,0,0,29.75,1005.4,10,"M","CLR","M","M","M","M","M","M","M","M","M","M","M","M","M","M",80.41,"KPHX 090451Z 00000KT 10SM CLR 28/02 A2975 RMK AO2 SLP054 T02830017"]
["PHX","2019-10-09T07:51:00",66.9,43,41.87,90,5,0,29.77,1006.3,10,"M","CLR","M","M","M","M","M","M","M","M","M","M","M","M","M","M","M","KPHX 091351Z 09005KT 10SM CLR 19/06 A2977 RMK AO2 SLP063 T01940061"]
["PHX","2019-10-09T12:51:00",88,39.9,18.47,"M",3,0,29.76,1005.8,10,"M","CLR","M","M","M","M","M","M","M","M","M","M","M","M","M","M",84.41,"KPHX 091851Z VRB03KT 10SM CLR 31/04 A2976 RMK AO2 SLP058 T03110044"]
["PHX","2019-10-09T16:51:00",91.9,37.9,15.11,"M",4,0,29.64,1002,10,"M","CLR","M","M","M","M","M","M","M","M","M","M","M","M","M","M",87.69,"KPHX 092251Z VRB04KT 10SM CLR 33/03 A2964 RMK AO2 SLP020 T03330033"]
["PHX","2019-10-10T01:51:00",75,44.1,33.16,70,4,0,29.69,1003.4,10,"M","CLR","M","M","M","M","M","M","M","M","M","M","M","M","M","M","M","KPHX 100751Z 07004KT 10SM CLR 24/07 A2969 RMK AO2 SLP034 T02390067"]
["PHX","2019-10-10T10:51:00",77,46.9,34.5,290,6,0,29.84,1008.9,10,"M","CLR","M","M","M","M","M","M","M","M","M","M","M","M","M","M","M","KPHX 101651Z 29006KT 10SM CLR 25/08 A2984 RMK AO2 SLP089 T02500083"]
["PHX","2019-10-10T17:51:00",87.1,21.9,9.16,300,11,0,29.78,1006.8,10,"M","CLR","M","M","M","M","M","M","M","M","M","M","M","M","M","M",82.86,"KPHX 102351Z 30011KT 10SM CLR 31/M06 A2978 RMK AO2 SLP068 T03061056 10311 20267 55004"]
["PHX","2019-10-11T03:51:00",69.1,0,6.26,80,6,0,29.96,1013.1,10,"M","CLR","M","M","M","M","M","M","M","M","M","M","M","M","M","M","M","KPHX 110951Z 08006KT 10SM CLR 21/M18 A2996 RMK AO2 SLP131 T02061178"]
["PHX","2019-10-11T12:51:00",80.1,3,4.98,40,13,0,30,1014.4,10,"M","FEW","M","M","M",8000,"M","M","M","M","M","M","M","M","M","M",77.34,"KPHX 111851Z 04013KT 10SM FEW080 27/M16 A3000 RMK AO2 SLP144 T02671161"]
["PHX","2019-10-11T21:51:00",75,34,22.35,240,5,0,29.86,1009.9,10,"M","CLR","M","M","M","M","M","M","M","M","M","M","M","M","M","M","M","KPHX 120351Z 24005KT 10SM CLR 24/01 A2986 RMK AO2 SLP099 T02390011"]
["PHX","2019-10-11T22:51:00",73.9,30.9,20.47,250,3,0,29.86,1009.8,10,"M","CLR","M","M","M","M","M","M","M","M","M","M","M","M","M","M","M","KPHX 120451Z 25003KT 10SM CLR 23/M01 A2986 RMK AO2 SLP098 T02331006"]
["PHX","2019-10-12T06:51:00",66,30,25.85,140,4,0,29.86,1009.6,10,"M","CLR","M","M","M","M","M","M","M","M","M","M","M","M","M","M","M","KPHX 121251Z 14004KT 10SM CLR 19/M01 A2986 RMK AO2 SLP096 T01891011"]
["PHX","2019-10-12T15:51:00",88,33.1,14.12,60,3,0,29.81,1007.8,10,"M","CLR","M","M","M","M","M","M","M","M","M","M","M","M","M","M",84.25,"KPHX 122151Z 06003KT 10SM CLR 31/01 A2981 RMK AO2 SLP078 T03110006"]
["PHX","2019-10-13T00:51:00",72,39.9,31.2,0,0,0,29.84,1008.9,10,"M","CLR","M","M","M","M","M","M","M","M","M","M","M","M","M","M","M","KPHX 130651Z 00000KT 10SM CLR 22/04 A2984 RMK AO2 SLP089 T02220044 403220178"]
["PHX","2019-10-13T06:51:00",64.9,37.9,36.82,100,5,0,29.86,1009.7,10,"M","CLR","M","M","M","M","M","M","M","M","M","M","M","M","M","M","M","KPHX 131251Z 10005KT 10SM CLR 18/03 A2986 RMK AO2 SLP097 T01830033"]
["PHX","2019-10-13T17:51:00",90,30.9,12.13,0,0,0,29.78,1007,10,"M","FEW","M","M","M",25000,"M","M","M","M","M","M","M","M","M","M",85.72,"KPHX 132351Z 00000KT 10SM FEW250 32/M01 A2978 RMK AO2 SLP070 T03221006 10339 20267 56013 $"]
["PHX","2019-10-14T02:51:00",69.1,39,33.25,110,5,0,29.84,1008.8,10,"M","CLR","M","M","M","M","M","M","M","M","M","M","M","M","M","M","M","KPHX 140851Z 11005KT 10SM CLR 21/04 A2984 RMK AO2 SLP088 T02060039 53005 $"]
["PHX","2019-10-14T11:51:00",81,51.1,35.38,80,7,0,29.9,1011,10,"M","FEW","M","M","M",7000,"M","M","M","M","M","M","M","M","M","M",80.23,"KPHX 141751Z 08007KT 10SM FEW070 27/11 A2990 RMK AO2 SLP110 T02720106 10272 20183 58001 $"]
["PHX","2019-10-14T18:51:00",84.9,53.1,33.57,10,7,0,29.81,1007.9,10,"M","FEW","FEW","M","M",8000,11000,"M","M","M","M","M","M","M","M","M",83.21,"KPHX 150051Z 01007KT 10SM FEW080 FEW110 29/12 A2981 RMK AO2 SLP079 T02940117 $"]
["PHX","2019-10-14T20:51:00",82.9,51.1,33.27,330,5,0,29.85,1009.1,10,"M","FEW","M","M","M",10000,"M","M","M","M","M","M","M","M","M","M",81.45,"KPHX 150251Z 33005KT 10SM FEW100 28/11 A2985 RMK AO2 SLP091 T02830106 53012 $"]
["PHX","2019-10-15T05:51:00",70,50,49.03,0,0,0,29.92,1011.7,10,"M","CLR","M","M","M","M","M","M","M","M","M","M","M","M","M","M","M","KPHX 151151Z 00000KT 10SM CLR 21/10 A2992 RMK AO2 SLP117 T02110100 10250 20206 53008 $"]
["PHX","2019-10-15T14:51:00",90,39.9,17.34,70,7,0,29.91,1011.2,10,"M","FEW","M","M","M",10000,"M","M","M","M","M","M","M","M","M","M",86.11,"KPHX 152051Z 07007KT 10SM FEW100 32/04 A2991 RMK AO2 SLP112 T03220044 58026"]
["PHX","2019-10-15T19:51:00",88,39.9,18.47,300,9,0,29.89,1010.5,10,"M","FEW","M","M","M",10000,"M","M","M","M","M","M","M","M","M","M",84.41,"KPHX 160151Z 30009KT 10SM FEW100 31/04 A2989 RMK AO2 SLP105 T03110044"]
["PHX","2019-10-16T07:51:00",69.1,37.9,31.85,100,6,0,29.96,1012.8,10,"M","FEW","M","M","M",25000,"M","M","M","M","M","M","M","M","M","M","M","KPHX 161351Z 10006KT 10SM FEW250 21/03 A2996 RMK AO2 SLP128 T02060033"]
["PHX","2019-10-16T16:51:00",95,24.1,7.85,130,9,0,29.8,1007.2,10,"M","BKN","BKN","M","M",25000,29000,"M","M","M","M","M","M","M","M","M",88.85,"KPHX 162251Z 13009KT 10SM BKN250 BKN290 35/M04 A2980 RMK AO2 SLP072 T03501044"]
["PHX","2019-10-17T01:51:00",78.1,37,22.71,120,4,0,29.76,1006,10,"M","FEW","M","M","M",25000,"M","M","M","M","M","M","M","M","M","M","M","KPHX 170751Z 12004KT 10SM FEW250 26/03 A2976 RMK AO2 SLP060 T02560028"]
["PHX","2019-10-17T07:51:00",73,39,29.12,110,6,0,29.76,1006.1,10,"M","FEW","FEW","M","M",22000,25000,"M","M","M","M","M","M","M","M","M","M","KPHX 171351Z 11006KT 10SM FEW220 FEW250 23/04 A2976 RMK AO2 SLP061 T02280039"]
["PHX","2019-10-17T10:51:00",84,42.1,22.85,140,8,0,29.77,1006.2,10,"M","FEW","M","M","M",25000,"M","M","M","M","M","M","M","M","M","M",81.43,"KPHX 171651Z 14008KT 10SM FEW250 29/06 A2977 RMK AO2 SLP062 T02890056"]
["PHX","2019-10-17T19:51:00",87.1,45,23.12,240,8,0,29.6,1000.5,10,"M","FEW","FEW","M","M",11000,25000,"M","M","M","M","M","M","M","M","M",83.98,"KPHX 180151Z 24008KT 10SM FEW110 FEW250 31/07 A2960 RMK AO2 SLP005 T03060072"]
["PHX","2019-10-18T04:51:00",71.1,43,36.25,100,6,0,29.68,1003.2,10,"M","CLR","M","M","M","M","M","M","M","M","M","M","M","M","M","M","M","KPHX 181051Z 10006KT 10SM CLR 22/06 A2968 RMK AO2 SLP032 T02170061"]
["PHX","2019-10-18T15:51:00",82.9,37.9,20.11,270,12,0,29.77,1006.6,10,16,"CLR","M","M","M","M","M","M","M","M","M","M","M","M","M","M",80.49,"KPHX 182151Z 27012G16KT 10SM CLR 28/03 A2977 RMK AO2 SLP066 T02830033"]
["PHX","2019-10-18T21:51:00",75,30,19.02,240,6,0,29.81,1008,10,"M","CLR","M","M","M","M","M","M","M","M","M","M","M","M","M","M","M","KPHX 190351Z 24006KT 10SM CLR 24/M01 A2981 RMK AO2 SLP080 T02391011"]
["PHX","2019-10-19T06:51:00",62.1,37.9,40.62,90,3,0,29.87,1010.2,10,"M","CLR","M","M","M","M","M","M","M","M","M","M","M","M","M","M","M","KPHX 191251Z 09003KT 10SM CLR 17/03 A2987 RMK AO2 SLP102 T01670033"]
["PHX","2019-10-19T15:51:00",84,19.9,9.29,260,4,0,29.81,1008.1,10,"M","FEW","M","M","M",11000,"M","M","M","M","M","M","M","M","M","M",80.57,"KPHX 192151Z 26004KT 10SM FEW110 29/M07 A2981 RMK AO2 SLP081 T02891067"]
["PHX","2019-10-19T20:51:00",75.9,25,15.02,0,0,0,29.78,1007.3,10,"M","FEW","FEW","M","M",11000,18000,"M","M","M","M","M","M","M","M","M","M","KPHX 200251Z 00000KT 10SM FEW110 FEW180 24/M04 A2978 RMK AO2 SLP073 T02441039 58000"]
["PHX","2019-10-20T00:51:00",64.9,32,29.12,100,6,0,29.79,1007.5,10,"M","FEW","M","M","M",20000,"M","M","M","M","M","M","M","M","M","M","M","KPHX 200651Z 10006KT 10SM FEW200 18/00 A2979 RMK AO2 SLP075 T01830000 403000156"]
["PHX","2019-10-20T09:51:00",66.9,32,27.17,110,5,0,29.89,1010.9,10,"M","CLR","M","M","M","M","M","M","M","M","M","M","M","M","M","M","M","KPHX 201551Z 11005KT 10SM CLR 19/00 A2989 RMK AO2 SLP109 T01940000"]
["PHX","2019-10-20T16:51:00",84.9,19.9,9.03,"M",5,0,29.81,1008,10,"M","CLR","M","M","M","M","M","M","M","M","M","M","M","M","M","M",81.19,"KPHX 202251Z VRB05KT 10SM CLR 29/M07 A2981 RMK AO2 SLP080 T02941067"]
["PHX","2019-10-21T02:51:00",64,16,15.39,240,5,0,29.91,1011.4,10,"M","CLR","M","M","M","M","M","M","M","M","M","M","M","M","M","M","M","KPHX 210851Z 24005KT 10SM CLR 18/M09 A2991 RMK AO2 SLP114 T01781089 53007"]
["PHX","2019-10-21T09:51:00",68,19,15.24,90,5,0,30.03,1015.8,10,"M","SCT","M","M","M",25000,"M","M","M","M","M","M","M","M","M","M","M","KPHX 211551Z 09005KT 10SM SCT250 20/M07 A3003 RMK AO2 SLP158 T02001072"]
["PHX","2019-10-21T18:51:00",82.9,21.9,10.48,250,6,0,29.95,1013,10,"M","FEW","BKN","M","M",5000,25000,"M","M","M","M","M","M","M","M","M",79.93,"KPHX 220051Z 25006KT 10SM FEW050 BKN250 28/M06 A2995 RMK AO2 SLP130 FU FEW050 T02831056 $"]
["PHX","2019-10-22T03:51:00",63,30.9,29.77,70,4,0,30.05,1016.2,10,"M","CLR","M","M","M","M","M","M","M","M","M","M","M","M","M","M","M","KPHX 220951Z 07004KT 10SM CLR 17/M01 A3005 RMK AO2 SLP162 T01721006 $"]
["PHX","2019-10-22T07:51:00",63,30,28.7,70,4,0,30.08,1017.3,10,"M","CLR","M","M","M","M","M","M","M","M","M","M","M","M","M","M","M","KPHX 221351Z 07004KT 10SM CLR 17/M01 A3008 RMK AO2 SLP173 T01721011"]
["PHX","2019-10-22T12:51:00",87.8,23,9.39,210,6,0,30.07,"M",10,"M","CLR","M","M","M","M","M","M","M","M","M","M","M","M","M","M",83.43,"KPHX 221851Z 21006KT 10SM CLR 31/M05 A3007"]
["PHX","2019-10-22T21:51:00",80.1,28.9,15.36,290,3,0,29.94,1012.2,10,"M","SCT","M","M","M",4000,"M","M","M","M","M","M","M","M","M","M",78.53,"KPHX 230351Z 29003KT 10SM SCT040 27/M02 A2994 RMK AO2 SLP122 FU SCT040 T02671017"]
["PHX","2019-10-23T06:51:00",64,32,30.05,0,0,0,29.9,1011.2,10,"M","FEW","M","M","M",25000,"M","M","M","M","M","M","M","M","M","M","M","KPHX 231251Z 00000KT 10SM FEW250 18/00 A2990 RMK AO2 SLP112 T01780000"]
["PHX","2019-10-23T15:51:00",89.1,28.9,11.5,230,5,0,29.82,1008.1,10,"M","FEW","FEW","M","M",3000,25000,"M","M","M","M","M","M","M","M","M",84.84,"KPHX 232151Z 23005KT 10SM FEW030 FEW250 32/M02 A2982 RMK AO2 SLP081 FU FEW030 DSNT NE T03171017"]
["PHX","2019-10-23T23:51:00",73,37,26.92,70,6,0,29.83,1008.6,10,"M","CLR","M","M","M","M","M","M","M","M","M","M","M","M","M","M","M","KPHX 240551Z 07006KT 10SM CLR 23/03 A2983 RMK AO2 SLP086 T02280028 10317 20228 53006"]
["PHX","2019-10-24T08:51:00",66,39,37,0,0,0,29.99,1014.1,10,"M","FEW","M","M","M",25000,"M","M","M","M","M","M","M","M","M","M","M","KPHX 241451Z 00000KT 10SM FEW250 19/04 A2999 RMK AO2 SLP141 T01890039 53028"]
["PHX","2019-10-24T17:51:00",82,9,6.15,30,15,0,29.98,1013.7,10,21,"FEW","FEW","M","M",25000,29000,"M","M","M","M","M","M","M","M","M",78.75,"KPHX 242351Z 03015G21KT 10SM FEW250 FEW290 28/M13 A2998 RMK AO2 SLP137 T02781128 10294 20261 58000"]
["PHX","2019-10-24T20:51:00",75.9,5,6.27,30,18,0,30.04,1015.9,10,25,"FEW","M","M","M",3000,"M","M","M","M","M","M","M","M","M","M","M","KPHX 250251Z 03018G25KT 10SM FEW030 24/M15 A3004 RMK AO2 SLP159 FU FEW030 DSNT W-NW T02441150 51021"]
["PHX","2019-10-25T02:51:00",70,3,6.98,60,13,0,30.09,1017.4,10,"M","CLR","M","M","M","M","M","M","M","M","M","M","M","M","M","M","M","KPHX 250851Z 06013KT 10SM CLR 21/M16 A3009 RMK AO2 SLP174 T02111161 53004"]
["PHX","2019-10-25T11:51:00",75.9,10.9,8.19,70,20,0,30.16,1019.8,10,25,"CLR","M","M","M","M","M","M","M","M","M","M","M","M","M","M","M","KPHX 251751Z 07020G25KT 10SM CLR 24/M12 A3016 RMK AO2 SLP198 T02441117 10244 20194 58006"]
["PHX","2019-10-25T20:51:00",77,21.9,12.72,20,5,0,29.97,1013.4,10,"M","CLR","M","M","M","M","M","M","M","M","M","M","M","M","M","M","M","KPHX 260251Z 02005KT 10SM CLR 25/M06 A2997 RMK AO2 SLP134 T02501056 53002"]
["PHX","2019-10-26T04:51:00",61,28,28.38,100,5,0,29.93,1012.2,10,"M","CLR","M","M","M","M","M","M","M","M","M","M","M","M","M","M","M","KPHX 261051Z 10005KT 10SM CLR 16/M02 A2993 RMK AO2 SLP122 T01611022"]
["PHX","2019-10-26T13:51:00",81,24.1,12.23,"M",3,0,29.83,1008.9,10,"M","CLR","M","M","M","M","M","M","M","M","M","M","M","M","M","M",78.83,"KPHX 261951Z VRB03KT 10SM CLR 27/M04 A2983 RMK AO2 SLP089 T02721044"]
["PHX","2019-10-26T22:51:00",70,32,24.42,80,8,0,29.76,1006.3,10,"M","CLR","M","M","M","M","M","M","M","M","M","M","M","M","M","M","M","KPHX 270451Z 08008KT 10SM CLR 21/00 A2976 RMK AO2 SLP063 T02110000"]
["PHX","2019-10-27T07:51:00",57,30,35.54,90,6,0,29.76,1006.7,10,"M","BKN","M","M","M",25000,"M","M","M","M","M","M","M","M","M","M","M","KPHX 271351Z 09006KT 10SM BKN250 14/M01 A2976 RMK AO2 SLP067 T01391011"]
["PHX","2019-10-27T09:51:00",66.9,28.9,23.95,80,4,0,29.79,1007.5,10,"M","FEW","M","M","M",25000,"M","M","M","M","M","M","M","M","M","M","M","KPHX 271551Z 08004KT 10SM FEW250 19/M02 A2979 RMK AO2 SLP075 T01941017"]
["PHX","2019-10-27T16:51:00",87.1,28,11.81,"M",4,0,29.65,1002.5,10,"M","BKN","M","M","M",25000,"M","M","M","M","M","M","M","M","M","M",83.29,"KPHX 272251Z VRB04KT 10SM BKN250 31/M02 A2965 RMK AO2 SLP025 T03061022"]
["PHX","2019-10-28T01:51:00",72,39,30.12,260,14,0,29.73,1005.2,10,"M","FEW","BKN","M","M",8000,25000,"M","M","M","M","M","M",30,280,"2019-10-28T01:33:00","M","KPHX 280751Z 26014KT 10SM FEW080 BKN250 22/04 A2973 RMK AO2 PK WND 28030/0733 SLP052 T02220039"]
["PHX","2019-10-28T10:51:00",64,15.1,14.79,"M",5,0,29.99,1014.3,10,"M","FEW","M","M","M",25000,"M","M","M","M","M","M","M","M","M","M","M","KPHX 281651Z VRB05KT 10SM FEW250 18/M09 A2999 RMK AO2 SLP143 T01781094"]
["PHX","2019-10-28T17:51:00",71.1,17.1,12.63,240,8,0,29.9,1011.2,10,"M","FEW","M","M","M",20000,"M","M","M","M","M","M","M","M","M","M","M","KPHX 282351Z 24008KT 10SM FEW200 22/M08 A2990 RMK AO2 SLP112 T02171083 10228 20189 56012"]
["PHX","2019-10-29T03:51:00",53.1,21,28.18,110,5,0,29.9,1011.7,10,"M","CLR","M","M","M","M","M","M","M","M","M","M","M","M","M","M","M","KPHX 290951Z 11005KT 10SM CLR 12/M06 A2990 RMK AO2 SLP117 T01171061"]
["PHX","2019-10-29T12:51:00",66,15.1,13.8,0,0,0,29.87,1010.5,10,"M","CLR","M","M","M","M","M","M","M","M","M","M","M","M","M","M","M","KPHX 291851Z 00000KT 10SM CLR 19/M09 A2987 RMK AO2 SLP105 T01891094"]
["PHX","2019-10-29T21:51:00",64,19.9,18.2,0,0,0,29.86,1010.4,10,"M","CLR","M","M","M","M","M","M","M","M","M","M","M","M","M","M","M","KPHX 300351Z 00000KT 10SM CLR 18/M07 A2986 RMK AO2 SLP104 T01781067"]
["PHX","2019-10-29T22:51:00",62.1,21.9,21.18,0,0,0,29.89,1011.2,10,"M","CLR","M","M","M","M","M","M","M","M","M","M","M","M","M","M","M","KPHX 300451Z 00000KT 10SM CLR 17/M06 A2989 RMK AO2 SLP112 T01671056"]
["PHX","2019-10-30T06:51:00",54,5,13.47,350,7,0,30.07,1017.4,10,"M","CLR","M","M","M","M","M","M","M","M","M","M","M","M","M","M","M","KPHX 301251Z 35007KT 10SM CLR 12/M15 A3007 RMK AO2 SLP174 T01221150"]
["PHX","2019-10-30T15:51:00",68,-2,5.92,40,9,0,30.14,1019.5,10,"M","SCT","M","M","M",25000,"M","M","M","M","M","M","M","M","M","M","M","KPHX 302151Z 04009KT 10SM SCT250 20/M19 A3014 RMK AO2 SLP195 T02001189"]
["PHX","2019-10-31T00:51:00",55.9,0,9.97,360,6,0,30.21,1022.4,10,"M","CLR","M","M","M","M","M","M","M","M","M","M","M","M","M","M","M","KPHX 310651Z 36006KT 10SM CLR 13/M18 A3021 RMK AO2 SLP224 T01331178 402110117"]
["PHX","2019-10-31T06:51:00",45,7,20.64,260,3,0,30.2,1022.3,10,"M","CLR","M","M","M","M","M","M","M","M","M","M","M","M","M","M",43.55,"KPHX 311251Z 26003KT 10SM CLR 07/M14 A3020 RMK AO2 SLP223 T00721139"]
["PHX","2019-10-31T17:51:00",75,-2,4.67,10,5,0,30.06,1017,10,"M","CLR","M","M","M","M","M","M","M","M","M","M","M","M","M","M","M","KPHX 312351Z 01005KT 10SM CLR 24/M19 A3006 RMK AO2 SLP170 T02391189 10244 20194 56016"]
["PHX","2019-11-01T02:51:00",51.1,16,24.48,0,0,0,30.09,1018,10,"M","CLR","M","M","M","M","M","M","M","M","M","M","M","M","M","M","M","KPHX 010851Z 00000KT 10SM CLR 11/M09 A3009 RMK AO2 SLP180 T01061089 51003"]
["PHX","2019-11-01T11:51:00",71.1,10,9.25,80,9,0,30.14,1019.7,10,"M","CLR","M","M","M","M","M","M","M","M","M","M","M","M","M","M","M","KPHX 011751Z 08009KT 10SM CLR 22/M12 A3014 RMK AO2 SLP197 T02171122 10217 20078 50004"]
["PHX","2019-11-01T18:51:00",77,10,7.58,310,5,0,30.05,1016.8,10,"M","FEW","FEW","M","M",12000,20000,"M","M","M","M","M","M","M","M","M","M","KPHX 020051Z 31005KT 10SM FEW120 FEW200 25/M12 A3005 RMK AO2 SLP168 T02501122"]
["PHX","2019-11-01T20:51:00",69.1,17.1,13.52,0,0,0,30.07,1017.4,10,"M","CLR","M","M","M","M","M","M","M","M","M","M","M","M","M","M","M","KPHX 020251Z 00000KT 10SM CLR 21/M08 A3007 RMK AO2 SLP174 T02061083 50008"]
["PHX","2019-11-02T05:51:00",54,23,29.67,0,0,0,30.09,1018,10,"M","FEW","SCT","BKN","M",16000,20000,24000,"M","M","M","M","M","M","M","M","M","KPHX 021151Z 00000KT 10SM FEW160 SCT200 BKN240 12/M05 A3009 RMK AO2 SLP180 T01221050 10167 20122 55003"]
["PHX","2019-11-02T14:51:00",87.1,16,7.12,110,8,0,30.01,1014.8,10,"M","FEW","FEW","M","M",18000,21000,"M","M","M","M","M","M","M","M","M",82.57,"KPHX 022051Z 11008KT 10SM FEW180 FEW210 31/M09 A3001 RMK AO2 SLP148 T03061089 56034"]
["PHX","2019-11-02T19:51:00",78.1,21.9,12.26,0,0,0,29.96,1013.2,10,"M","SCT","M","M","M",18000,"M","M","M","M","M","M","M","M","M","M","M","KPHX 030151Z 00000KT 10SM SCT180 26/M06 A2996 RMK AO2 SLP132 T02561056"]
["PHX","2019-11-03T06:51:00",61,21.9,22.02,120,6,0,29.97,1013.8,10,"M","FEW","SCT","M","M",18000,23000,"M","M","M","M","M","M","M","M","M","M","KPHX 031351Z 12006KT 10SM FEW180 SCT230 16/M06 A2997 RMK AO2 SLP138 T01611056"]
["PHX","2019-11-03T15:51:00",84,25,11.52,0,0,0,29.88,1010.6,10,"M","FEW","SCT","M","M",14000,25000,"M","M","M","M","M","M","M","M","M",80.88,"KPHX 032251Z 00000KT 10SM FEW140 SCT250 29/M04 A2988 RMK AO2 SLP106 FU DSNT NE T02891039"]
["PHX","2019-11-04T00:51:00",62.1,33.1,33.58,90,5,0,29.92,1011.9,10,"M","CLR","M","M","M","M","M","M","M","M","M","M","M","M","M","M","M","KPHX 040751Z 09005KT 10SM CLR 17/01 A2992 RMK AO2 SLP119 T01670006"]
["PHX","2019-11-04T06:51:00",59,28,30.48,140,7,0,29.96,1013.4,10,"M","FEW","M","M","M",7000,"M","M","M","M","M","M","M","M","M","M","M","KPHX 041351Z 14007KT 10SM FEW070 15/M02 A2996 RMK AO2 SLP134 T01501022"]
["PHX","2019-11-04T09:51:00",71.1,28.9,20.74,130,6,0,29.99,1014.4,10,"M","FEW","M","M","M",7000,"M","M","M","M","M","M","M","M","M","M","M","KPHX 041651Z 13006KT 10SM FEW070 22/M02 A2999 RMK AO2 SLP144 T02171017"]
["PHX","2019-11-04T18:51:00",78.1,34,20.16,250,3,0,29.9,1011.3,10,"M","CLR","M","M","M","M","M","M","M","M","M","M","M","M","M","M","M","KPHX 050151Z 25003KT 10SM CLR 26/01 A2990 RMK AO2 SLP113 T02560011"]
["PHX","2019-11-05T03:51:00",64,34,32.56,110,8,0,29.97,1013.5,10,"M","CLR","M","M","M","M","M","M","M","M","M","M","M","M","M","M","M","KPHX 051051Z 11008KT 10SM CLR 18/01 A2997 RMK AO2 SLP135 T01780011"]
["PHX","2019-11-05T11:51:00",81,32,16.92,90,5,0,30.01,1014.7,10,"M","FEW","FEW","M","M",10000,14000,"M","M","M","M","M","M","M","M","M",79.07,"KPHX 051851Z 09005KT 10SM FEW100 FEW140 27/00 A3001 RMK AO2 SLP147 T02720000"]
["PHX","2019-11-05T20:51:00",77,36,22.64,250,4,0,29.91,1011.6,10,"M","FEW","SCT","SCT","M",10000,13000,23000,"M","M","M","M","M","M","M","M","M","KPHX 060351Z 25004KT 10SM FEW100 SCT130 SCT230 25/02 A2991 RMK AO2 SLP116 T02500022"]
["PHX","2019-11-06T05:51:00",66,39,37,80,4,0,29.89,1010.6,10,"M","BKN","M","M","M",15000,"M","M","M","VCTS","M","M","M","M","M","M","M","KPHX 061251Z 08004KT 10SM VCTS BKN150 19/04 A2989 RMK AO2 LTG DSNT SW AND W SLP106 CONS LTGCGICCC DSNT N AND S-NW T01890039"]
["PHX","2019-11-06T11:51:00",80.1,39.9,23.82,"M",6,0,29.9,1011.1,10,"M","FEW","FEW","SCT","SCT",9000,12000,15000,20000,"M","M","M","M","M","M","M",78.93,"KPHX 061851Z VRB06KT 10SM FEW090 FEW120 SCT150 SCT200 27/04 A2990 RMK AO2 SLP111 T02670044"]
["PHX","2019-11-06T16:51:00",82.9,42.1,23.68,320,6,0,29.86,1009.5,10,"M","FEW","FEW","FEW","SCT",9000,12000,20000,25000,"M","M","M","M","M","M","M",80.68,"KPHX 062351Z 32006KT 10SM FEW090 FEW120 FEW200 SCT250 28/06 A2986 RMK AO2 SLP095 T02830056 10300 20261 58002"]
["PHX","2019-11-06T20:51:00",73.9,44.1,34.4,230,3,0,29.93,1012.1,10,"M","CLR","M","M","M","M","M","M","M","M","M","M","M","M","M","M","M","KPHX 070351Z 23003KT 10SM CLR 23/07 A2993 RMK AO2 SLP121 T02330067"]
["PHX","2019-11-07T05:51:00",63,44.1,50.03,90,5,0,30.02,1015.3,10,"M","FEW","M","M","M",13000,"M","M","M","M","M","M","M","M","M","M","M","KPHX 071251Z 09005KT 10SM FEW130 17/07 A3002 RMK AO2 SLP153 T01720067"]
["PHX","2019-11-07T14:51:00",86,41,20.54,0,0,0,30.01,1014.7,10,"M","FEW","FEW","FEW","M",8000,25000,29000,"M","M","M","M","M","M","M","M",82.86,"KPHX 072151Z 00000KT 10SM FEW080 FEW250 FEW290 30/05 A3001 RMK AO2 SLP147 T03000050"]
["PHX","2019-11-07T21:51:00",75,45,34.31,80,6,0,30.09,1017.5,10,"M","BKN","M","M","M",25000,"M","M","M","M","M","M","M","M","M","M","M","KPHX 080451Z 08006KT 10SM BKN250 24/07 A3009 RMK AO2 SLP175 T02390072"]
["PHX","2019-11-08T07:51:00",69.1,42.1,37.5,90,4,0,30.12,1018.4,10,"M","FEW","SCT","M","M",22000,25000,"M","M","M","M","M","M","M","M","M","M","KPHX 081451Z 09004KT 10SM FEW220 SCT250 21/06 A3012 RMK AO2 SLP184 T02060056 53012"]
["PHX","2019-11-08T15:51:00",88,37.9,17.08,90,7,0,30.02,1015,10,"M","FEW","SCT","M","M",22000,25000,"M","M","M","M","M","M","M","M","M",84.34,"KPHX 082251Z 09007KT 10SM FEW220 SCT250 31/03 A3002 RMK AO2 SLP150 T03110033"]
["PHX","2019-11-09T00:51:00",71.1,32,23.52,100,3,0,30.03,1015.3,10,"M","CLR","M","M","M","M","M","M","M","M","M","M","M","M","M","M","M","KPHX 090751Z 10003KT 10SM CLR 22/00 A3003 RMK AO2 SLP153 T02170000"]
["PHX","2019-11-09T04:51:00",63,34,33.72,0,0,0,30.02,1015.2,10,"M","CLR","M","M","M","M","M","M","M","M","M","M","M","M","M","M","M","KPHX 091151Z 00000KT 10SM CLR 17/01 A3002 RMK AO2 SLP152 T01720011 10239 20161 55003"]
["PHX","2019-11-09T09:51:00",75.9,34,21.69,70,13,0,30.05,1016,10,"M","BKN","M","M","M",25000,"M","M","M","M","M","M","M","M","M","M","M","KPHX 091651Z 07013KT 10SM BKN250 24/01 A3005 RMK AO2 SLP160 T02440011"]
["PHX","2019-11-09T18:51:00",81,42.1,25.19,0,0,0,29.94,1012.6,10,"M","BKN","M","M","M",25000,"M","M","M","M","M","M","M","M","M","M",79.49,"KPHX 100151Z 00000KT 10SM BKN250 27/06 A2994 RMK AO2 SLP126 T02720056 $"]
["PHX","2019-11-10T03:51:00",66,44.1,45.05,0,0,0,29.94,1012.5,10,"M","BKN","M","M","M",25000,"M","M","M","M","M","M","M","M","M","M","M","KPHX 101051Z 00000KT 10SM BKN250 19/07 A2994 RMK AO2 SLP125 T01890067 $"]
["PHX","2019-11-10T09:51:00",77,41,27.53,80,9,0,29.98,1013.8,10,"M","FEW","FEW","BKN","M",9000,15000,25000,"M","M","M","M","M","M","M","M","M","KPHX 101651Z 08009KT 10SM FEW090 FEW150 BKN250 25/05 A2998 RMK AO2 SLP138 T02500050 $"]
["PHX","2019-11-10T20:51:00",75.9,45,33.3,240,5,0,29.89,1010.6,10,"M","FEW","BKN","BKN","M",10000,18000,25000,"M","M","M","M","M","M","M","M","M","KPHX 110351Z 24005KT 10SM FEW100 BKN180 BKN250 24/07 A2989 RMK AO2 SLP106 T02440072 $"]
["PHX","2019-11-11T05:51:00",64,46,51.93,90,4,0,29.94,1012.5,10,"M","FEW","M","M","M",25000,"M","M","M","M","M","M","M","M","M","M","M","KPHX 111251Z 09004KT 10SM FEW250 18/08 A2994 RMK AO2 SLP125 T01780078 $"]
["PHX","2019-11-11T14:51:00",84.9,39,19.69,280,9,0,29.93,1011.8,10,"M","FEW","FEW","M","M",9000,25000,"M","M","M","M","M","M","M","M","M",81.95,"KPHX 112151Z 28009KT 10SM FEW090 FEW250 29/04 A2993 RMK AO2 SLP118 T02940039 $"]
["PHX","2019-11-11T17:51:00",82,34,17.74,280,9,0,29.94,1012.5,10,"M","FEW","M","M","M",25000,"M","M","M","M","M","M","M","M","M","M",79.77,"KPHX 120051Z 28009KT 10SM FEW250 28/01 A2994 RMK AO2 SLP125 T02780011 $"]
["PHX","2019-11-11T23:51:00",70,35.1,27.65,130,3,0,30.01,1014.6,10,"M","CLR","M","M","M","M","M","M","M","M","M","M","M","M","M","M","M","KPHX 120651Z 13003KT 10SM CLR 21/02 A3001 RMK AO2 SLP146 T02110017 403060167 $"]
["PHX","2019-11-12T08:51:00",69.1,39,33.25,130,8,0,30.13,1018.9,10,"M","CLR","M","M","M","M","M","M","M","M","M","M","M","M","M","M","M","KPHX 121551Z 13008KT 10SM CLR 21/04 A3013 RMK AO2 SLP189 T02060039 $"]
["PHX","2019-11-12T17:51:00",77,37,23.55,130,6,0,29.99,1014.2,10,"M","FEW","M","M","M",14000,"M","M","M","M","M","M","M","M","M","M","M","KPHX 130051Z 13006KT 10SM FEW140 25/03 A2999 RMK AO2 SLP142 T02500028"]
["PHX","2019-11-12T22:51:00",66.9,36,31.87,100,7,0,30.02,1015.2,10,"M","CLR","M","M","M","M","M","M","M","M","M","M","M","M","M","M","M","KPHX 130551Z 10007KT 10SM CLR 19/02 A3002 RMK AO2 SLP152 T01940022 10267 20189 50003"]
["PHX","2019-11-13T10:51:00",70,34,26.46,110,7,0,30.03,1015.8,10,"M","CLR","M","M","M","M","M","M","M","M","M","M","M","M","M","M","M","KPHX 131751Z 11007KT 10SM CLR 21/01 A3003 RMK AO2 SLP158 T02110011 10211 20144 50005"]
["PHX","2019-11-13T19:51:00",70,36,28.65,0,0,0,29.93,1012.5,10,"M","SCT","BKN","M","M",23000,29000,"M","M","M","M","M","M","M","M","M","M","KPHX 140251Z 00000KT 10SM SCT230 BKN290 21/02 A2993 RMK AO2 SLP125 T02110022 53007"]
["PHX","2019-11-14T04:51:00",57,37.9,48.73,110,7,0,30.01,1015.2,10,"M","CLR","M","M","M","M","M","M","M","M","M","M","M","M","M","M","M","KPHX 141151Z 11007KT 10SM CLR 14/03 A3001 RMK AO2 SLP152 T01390033 10178 20139 53004"]
["PHX","2019-11-14T06:51:00",59,35.1,40.61,100,5,0,30.05,1016.5,10,"M","FEW","M","M","M",25000,"M","M","M","M","M","M","M","M","M","M","M","KPHX 141351Z 10005KT 10SM FEW250 15/02 A3005 RMK AO2 SLP165 T01500017"]
["PHX","2019-11-14T13:51:00",79,35.1,20.45,"M",3,0,30.04,1015.9,10,"M","BKN","M","M","M",25000,"M","M","M","M","M","M","M","M","M","M","M","KPHX 142051Z VRB03KT 10SM BKN250 26/02 A3004 RMK AO2 SLP159 T02610017 58024"]
["PHX","2019-11-14T22:51:00",66,39.9,38.32,120,3,0,30.07,1017.2,10,"M","SCT","M","M","M",25000,"M","M","M","M","M","M","M","M","M","M","M","KPHX 150551Z 12003KT 10SM SCT250 19/04 A3007 RMK AO2 SLP172 T01890044 10267 20183 52010"]
["PHX","2019-11-15T07:51:00",60.1,36,40.46,110,5,0,30.1,1018.2,10,"M","FEW","BKN","M","M",22000,25000,"M","M","M","M","M","M","M","M","M","M","KPHX 151451Z 11005KT 10SM FEW220 BKN250 16/02 A3010 RMK AO2 SLP182 T01560022 51010 $"]
["PHX","2019-11-15T18:51:00",77,33.1,20.17,0,0,0,29.95,1013.1,10,"M","SCT","BKN","M","M",25000,29000,"M","M","M","M","M","M","M","M","M","M","KPHX 160151Z 00000KT 10SM SCT250 BKN290 25/01 A2995 RMK AO2 SLP131 T02500006"]
["PHX","2019-11-16T00:51:00",64,33.1,31.41,100,4,0,29.95,1012.8,10,"M","FEW","BKN","M","M",22000,25000,"M","M","M","M","M","M","M","M","M","M","KPHX 160751Z 10004KT 10SM FEW220 BKN250 18/01 A2995 RMK AO2 SLP128 T01780006"]
["PHX","2019-11-16T09:51:00",68,35.1,29.61,10,4,0,29.99,1014.5,10,"M","SCT","BKN","BKN","M",17000,20000,25000,"M","M","M","M","M","M","M","M","M","KPHX 161651Z 01004KT 10SM SCT170 BKN200 BKN250 20/02 A2999 RMK AO2 SLP145 T02000017"]
["PHX","2019-11-16T18:51:00",72,32,22.82,0,0,0,29.93,1012.4,10,"M","BKN","M","M","M",25000,"M","M","M","M","M","M","M","M","M","M","M","KPHX 170151Z 00000KT 10SM BKN250 22/00 A2993 RMK AO2 SLP124 T02220000"]
["PHX","2019-11-16T19:51:00",68,33.1,27.34,0,0,0,29.94,1012.8,10,"M","SCT","M","M","M",25000,"M","M","M","M","M","M","M","M","M","M","M","KPHX 170251Z 00000KT 10SM SCT250 20/01 A2994 RMK AO2 SLP128 T02000006 53013"]
["PHX","2019-11-17T03:51:00",57.9,34,40.43,100,3,0,29.98,1013.9,10,"M","CLR","M","M","M","M","M","M","M","M","M","M","M","M","M","M","M","KPHX 171051Z 10003KT 10SM CLR 14/01 A2998 RMK AO2 SLP139 T01440011"]
["PHX","2019-11-17T12:51:00",82,30,15.1,140,8,0,30,1014.4,10,"M","FEW","M","M","M",23000,"M","M","M","M","M","M","M","M","M","M",79.69,"KPHX 171951Z 14008KT 10SM FEW230 28/M01 A3000 RMK AO2 SLP144 T02781011"]
["PHX","2019-11-17T21:51:00",70,28.9,21.53,0,0,0,29.97,1013.6,10,"M","CLR","M","M","M","M","M","M","M","M","M","M","M","M","M","M","M","KPHX 180451Z 00000KT 10SM CLR 21/M02 A2997 RMK AO2 SLP136 T02111017"]
["PHX","2019-11-18T07:51:00",59,28,30.48,120,4,0,29.99,1014.4,10,"M","FEW","M","M","M",25000,"M","M","M","M","M","M","M","M","M","M","M","KPHX 181451Z 12004KT 10SM FEW250 15/M02 A2999 RMK AO2 SLP144 T01501022 53010"]
["PHX","2019-11-18T14:51:00",82,25,12.29,0,0,0,29.86,1009.9,10,"M","BKN","M","M","M",25000,"M","M","M","M","M","M","M","M","M","M",79.54,"KPHX 182151Z 00000KT 10SM BKN250 28/M04 A2986 RMK AO2 SLP099 T02781039"]
["PHX","2019-11-18T23:51:00",64,33.1,31.41,100,6,0,29.87,1010.2,10,"M","SCT","M","M","M",22000,"M","M","M","M","M","M","M","M","M","M","M","KPHX 190651Z 10006KT 10SM SCT220 18/01 A2987 RMK AO2 SLP102 T01780006 402940133"]
["PHX","2019-11-19T08:51:00",66.9,28.9,23.95,110,6,0,29.85,1009.7,10,"M","FEW","SCT","BKN","M",9500,12000,25000,"M","M","M","M","M","M","M","M","M","KPHX 191551Z 11006KT 10SM FEW095 SCT120 BKN250 19/M02 A2985 RMK AO2 SLP097 T01941017"]
["PHX","2019-11-19T13:34:00",70,37.9,30.88,270,5,"T",29.79,"M",8,"M","BKN","BKN","OVC","M",8000,10000,15000,"M","M","M","M","M",30,240,"2019-11-19T13:11:00","M","KPHX 192034Z 27005KT 8SM BKN080 BKN100 OVC150 21/03 A2979 RMK AO2 PK WND 24030/2011 WSHFT 2006 LTG DSNT SE RAB13E30 P0000 T02110033"]
["PHX","2019-11-19T13:49:00",66.2,46.4,48.83,100,5,"T",29.77,"M",8,"M","BKN","BKN","OVC","M",8000,10000,15000,"M",{"$f":"-TSRA","v":{"$error":"#NAME?"}},"M","M","M",30,240,"2019-11-19T13:11:00","M","KPHX 192049Z 10005KT 8SM -TSRA BKN080CB BKN100 OVC150 19/08 A2977 RMK AO2 PK WND 24030/2011 WSHFT 2006 LTG DSNT E AND SE RAB13E30B38 TSB43 PRESFR OCNL LTGCA VC SE TS VC SE MOV NE VIS LWR W P0000"]
["PHX","2019-11-19T18:51:00",59,55.9,89.44,140,6,0.06,29.72,1005.5,10,"M","BKN","OVC","M","M",9500,10000,"M","M","M","M","M","M","M","M","M","M","KPHX 200151Z 14006KT 10SM BKN095 OVC100 15/13 A2972 RMK AO2 RAE45 SLP055 P0006 T01500133"]
["PHX","2019-11-20T02:51:00",61,57.9,89.52,100,5,"T",29.61,1001.7,10,"M","SCT","BKN","BKN","M",4300,9000,12000,"M","M","M","M","M","M","M","M","M","KPHX 200951Z 10005KT 10SM SCT043 BKN090 BKN120 16/14 A2961 RMK AO2 LTG DSNT ALQDS RAB03E13 SLP017 FRQ LTGIC DSNT N P0000 T01610144"]
["PHX","2019-11-20T09:25:00",61,57.9,89.52,190,6,0.04,29.66,"M",10,"M","FEW","BKN","BKN","M",1500,2700,7000,"M",{"$f":"-RA","v":{"$error":"#NAME?"}},"M","M","M","M","M","M","M","KPHX 201625Z 19006KT 10SM R07L/4500VP6000FT -RA FEW015 BKN027 BKN070 16/14 A2966 RMK AO2 RAB1553 VIS NE 2 1/2 P0004 T01610144"]
["PHX","2019-11-20T16:51:00",64.9,55,70.28,180,15,"T",29.61,1001.5,10,25,"FEW","SCT","BKN","BKN",3500,5000,10000,13000,"M","M","M","M","M","M","M","M","KPHX 202351Z 18015G25KT 10SM FEW035 SCT050 BKN100 BKN130 BKN230 18/13 A2961 RMK AO2 LTG DSNT N RAE2258 SLP015 SHRA DSNT W-N P0000 60008 T01830128 10206 20172 53001"]
["PHX","2019-11-20T23:51:00",55.9,50,80.52,80,7,0,29.79,1007.8,10,"M","BKN","BKN","BKN","M",4300,5500,7000,"M","M","M","M","M","M","M","M","M","KPHX 210651Z 08007KT 10SM BKN043 BKN055 BKN070 13/10 A2979 RMK AO2 SLP078 T01330100 402060133"]
["PHX","2019-11-21T06:51:00",54,51.1,89.88,110,5,0.02,29.81,1008.6,10,"M","FEW","SCT","BKN","M",1500,4300,7500,"M","M","M","M","M","M","M","M","M","KPHX 211351Z 11005KT 10SM FEW015 SCT043 BKN075 12/11 A2981 RMK AO2 RAE45 SLP086 P0002 T01220106"]
["PHX","2019-11-21T11:06:00",55,51.1,86.66,190,3,0.01,29.9,"M",4,"M","BKN","BKN","OVC","M",2200,3300,4100,"M","RA BR","M","M","M","M","M","M","M","KPHX 211806Z 19003KT 4SM R07L/5000VP6000FT RA BR BKN022 BKN033 OVC041 13/11 A2990 RMK AO2 LTG DSNT S TSE05 VIS HIR E-SE P0001 T01280106"]
["PHX","2019-11-21T11:51:00",54,51.1,89.88,180,3,0.05,29.89,1011.7,10,"M","FEW","BKN","BKN","M",2400,5500,8000,"M","VCTS","M","M","M","M","M","M","M","KPHX 211851Z 18003KT 10SM VCTS FEW024 BKN055CB BKN080 12/11 A2989 RMK AO2 LTG DSNT SE RAE43 TSE05 SLP117 OCNL LTGICCG VC SE TS VC SE MOV NE P0005 T01220106"]
["PHX","2019-11-21T16:51:00",57.9,48.9,71.9,80,6,0.08,29.94,1013.1,10,"M","SCT","BKN","BKN","BKN",5500,7000,10000,20000,"M","M","M","M","M","M","M","M","KPHX 212351Z 08006KT 10SM SCT055 BKN070 BKN100 BKN200 BKN250 14/09 A2994 RMK AO2 WSHFT 2251 LTG DSNT E AND SE RAE35 TSE40 SLP131 CB DSNT E P0008 60013 T01440094 10167 20122 51016"]
["PHX","2019-11-22T00:51:00",53.1,48.9,85.59,70,6,0,30.08,1018,10,"M","FEW","SCT","BKN","M",2500,5500,10000,"M","M","M","M","M","M","M","M","M","KPHX 220751Z 07006KT 10SM FEW025 SCT055 BKN100 12/09 A3008 RMK AO2 SLP180 T01170094"]
["PHX","2019-11-22T07:51:00",52,48,86.17,110,3,0,30.14,1020.2,10,"M","FEW","M","M","M",3600,"M","M","M","M","M","M","M","M","M","M","M","KPHX 221451Z 11003KT 10SM FEW036 11/09 A3014 RMK AO2 SLP202 T01110089 53015"]
["PHX","2019-11-22T16:51:00",64,41,42.88,320,4,0,30.08,1017.7,10,"M","FEW","BKN","BKN","M",4000,22000,29000,"M","M","M","M","M","M","M","M","M","KPHX 222351Z 32004KT 10SM FEW040 BKN220 BKN290 18/05 A3008 RMK AO2 SLP177 T01780050 10189 20156 56004"]
["PHX","2019-11-23T01:51:00",52,46,79.92,0,0,0,30.12,1019.1,10,"M","CLR","M","M","M","M","M","M","M","M","M","M","M","M","M","M","M","KPHX 230851Z 00000KT 10SM CLR 11/08 A3012 RMK AO2 SLP191 T01110078 58006 $"]
["PHX","2019-11-23T10:51:00",64,37,36.68,360,5,0,30.15,1020.2,10,"M","FEW","BKN","M","M",18000,25000,"M","M","M","M","M","M","M","M","M","M","KPHX 231751Z 36005KT 10SM FEW180 BKN250 18/03 A3015 RMK AO2 SLP202 T01780028 10178 20094 50001 $"]
["PHX","2019-11-23T15:51:00",72,33.1,23.85,"M",3,0,30.03,1016,10,"M","FEW","FEW","BKN","M",16000,21000,25000,"M","M","M","M","M","M","M","M","M","KPHX 232251Z VRB03KT 10SM FEW160 FEW210 BKN250 22/01 A3003 RMK AO2 SLP160 T02220006 $"]
["PHX","2019-11-23T19:51:00",62.1,42.1,47.83,270,4,0,30.05,1017,10,"M","FEW","BKN","M","M",18000,25000,"M","M","M","M","M","M","M","M","M","M","KPHX 240251Z 27004KT 10SM FEW180 BKN250 17/06 A3005 RMK AO2 SLP170 T01670056 53007 $"]
["PHX","2019-11-24T04:51:00",52,44.1,74.35,0,0,0,30.06,1016.9,10,"M","SCT","M","M","M",18000,"M","M","M","M","M","M","M","M","M","M","M","KPHX 241151Z 00000KT 10SM SCT180 11/07 A3006 RMK AO2 SLP169 T01110067 10150 20111 57002 $"]
["PHX","2019-11-24T13:51:00",70,36,28.65,0,0,0,30.01,1015.2,10,"M","FEW","SCT","SCT","M",16000,20000,25000,"M","M","M","M","M","M","M","M","M","KPHX 242051Z 00000KT 10SM FEW160 SCT200 SCT250 21/02 A3001 RMK AO2 SLP152 T02110022 58031 $"]
["PHX","2019-11-24T20:51:00",63,39,41.09,290,4,0,29.96,1013.7,10,"M","FEW","M","M","M",25000,"M","M","M","M","M","M","M","M","M","M","M","KPHX 250351Z 29004KT 10SM FEW250 17/04 A2996 RMK AO2 SLP137 T01720039 $"]
["PHX","2019-11-25T06:51:00",51.1,42.1,71.19,120,6,0,29.88,1010.9,10,"M","FEW","BKN","M","M",18000,25000,"M","M","M","M","M","M","M","M","M","M","KPHX 251351Z 12006KT 10SM FEW180 BKN250 11/06 A2988 RMK AO2 SLP109 T01060056 $"]
["PHX","2019-11-25T15:51:00",66.9,44.1,43.67,150,7,0,29.62,1002.1,10,"M","FEW","BKN","M","M",4500,25000,"M","M","M","M","M","M","M","M","M","M","KPHX 252251Z 15007KT 10SM FEW045 BKN250 19/07 A2962 RMK AO2 SLP021 T01940067"]
["PHX","2019-11-26T00:51:00",55.9,32,40.1,250,7,0,29.74,1006.3,10,"M","CLR","M","M","M","M","M","M","M","M","M","M","M","M","M","M","M","KPHX 260751Z 25007KT 10SM CLR 13/00 A2974 RMK AO2 SLP063 T01330000"]
["PHX","2019-11-26T01:51:00",54,25,32.26,250,8,0,29.75,1006.7,10,"M","CLR","M","M","M","M","M","M","M","M","M","M","M","M","M","M","M","KPHX 260851Z 25008KT 10SM CLR 12/M04 A2975 RMK AO2 SLP067 T01221039 51025"]
["PHX","2019-11-26T09:51:00",54,19.9,26.02,10,7,0,29.93,1012.8,10,"M","FEW","FEW","M","M",11000,25000,"M","M","M","M","M","M","M","M","M","M","KPHX 261651Z 01007KT 10SM FEW110 FEW250 12/M07 A2993 RMK AO2 SLP128 T01221067"]
["PHX","2019-11-26T18:51:00",55,21,26.29,0,0,0,29.89,1011.7,10,"M","FEW","FEW","M","M",17000,25000,"M","M","M","M","M","M","M","M","M","M","KPHX 270151Z 00000KT 10SM FEW170 FEW250 13/M06 A2989 RMK AO2 SLP117 T01281061"]
["PHX","2019-11-27T03:51:00",45,28,51.08,140,7,0,29.85,1010.2,10,"M","FEW","FEW","M","M",10000,25000,"M","M","M","M","M","M","M","M","M",40.63,"KPHX 271051Z 14007KT 10SM FEW100 FEW250 07/M02 A2985 RMK AO2 SLP102 T00721022"]
["PHX","2019-11-27T09:51:00",54,30,39.63,100,5,0,29.79,1008.3,10,"M","SCT","SCT","BKN","M",4700,22000,25000,"M","M","M","M","M","M","M","M","M","KPHX 271651Z 10005KT 10SM SCT047 SCT220 BKN250 12/M01 A2979 RMK AO2 SLP083 T01221011"]
["PHX","2019-11-27T20:51:00",60.1,46,59.59,240,4,0,29.63,1002.5,10,"M","SCT","BKN","OVC","M",6000,20000,24000,"M","M","M","M","M","M","M","M","M","KPHX 280351Z 24004KT 10SM SCT060 BKN200 OVC240 16/08 A2963 RMK AO2 SLP025 T01560078"]
["PHX","2019-11-28T05:51:00",57.9,45,62.07,130,10,0,29.67,1003.8,10,"M","FEW","FEW","BKN","M",5000,7000,20000,"M","M","M","M","M","M","M","M","M","KPHX 281251Z 13010KT 10SM FEW050 FEW070 BKN200 14/07 A2967 RMK AO2 SLP038 T01440072"]
["PHX","2019-11-28T14:51:00",68,45,43.51,170,13,0,29.67,1003.8,10,"M","SCT","BKN","BKN","BKN",5000,10000,17000,25000,"M","M","M","M",26,140,"2019-11-28T14:04:00","M","KPHX 282151Z 17013KT 10SM SCT050 BKN100 BKN170 BKN250 20/07 A2967 RMK AO2 PK WND 14026/2104 SLP038 T02000072"]
["PHX","2019-11-28T21:51:00",63,46.9,55.64,170,14,0,29.67,1003.8,10,26,"BKN","BKN","M","M",5000,10000,"M","M","M","M","M","M",29,180,"2019-11-28T21:11:00","M","KPHX 290451Z 17014G26KT 10SM BKN050 BKN100 17/08 A2967 RMK AO2 PK WND 18029/0411 SLP038 T01720083"]
["PHX","2019-11-28T23:51:00",61,46.9,59.71,170,23,0,29.62,1001.9,10,38,"SCT","SCT","BKN","BKN",6500,10000,19000,25000,"M","M","M","M",38,160,"2019-11-28T23:50:00","M","KPHX 290651Z 17023G38KT 10SM SCT065 SCT100 BKN190 BKN250 16/08 A2962 RMK AO2 PK WND 16038/0650 SLP019 T01610083 402110139"]
["PHX","2019-11-29T04:51:00",50,48,92.8,270,16,0.36,29.59,1001.2,4,"M","FEW","BKN","OVC","M",700,2700,5500,"M",{"$f":"+RA BR","v":{"$error":"#NAME?"}},"M","M","M",40,180,"2019-11-29T03:53:00",43.88,"KPHX 291151Z 27016KT 4SM +RA BR FEW007 BKN027 OVC055 10/09 A2959 RMK AO2 PK WND 18040/1053 WSHFT 1050 LTG DSNT SE RAB1059 SLP012 P0036 60039 70040 T01000089 10167 20094 55000 $"]
["PHX","2019-11-29T10:51:00",48.9,45,86.33,150,12,"T",29.86,1010.4,10,"M","SCT","BKN","BKN","M",2100,4200,5500,"M","M","M","M","M","M","M","M",43.51,"KPHX 291751Z 15012KT 10SM SCT021 BKN042 BKN055 09/07 A2986 RMK AO2 RAE15 SLP104 P0000 60031 T00940072 10100 20078 53044 $"]
["PHX","2019-11-29T15:51:00",55.9,34,43.46,250,11,0,29.9,1011.8,10,"M","FEW","SCT","BKN","M",4600,6000,10000,"M","M","M","M","M","M","M","M","M","KPHX 292251Z 25011KT 10SM FEW046 SCT060 BKN100 13/01 A2990 RMK AO2 SLP118 T01330011"]
["PHX","2019-11-30T03:51:00",46.9,39.9,76.48,0,0,0,30.06,1017.6,10,"M","SCT","M","M","M",6000,"M","M","M","M","M","M","M","M","M","M","M","KPHX 301051Z 00000KT 10SM SCT060 08/04 A3006 RMK AO2 SLP176 T00830044 $"]
["PHX","2019-11-30T12:51:00",55.9,33.1,41.92,330,3,0,30.15,1020.5,10,"M","FEW","FEW","M","M",6000,25000,"M","M","M","M","M","M","M","M","M","M","KPHX 301951Z 33003KT 10SM FEW060 FEW250 13/01 A3015 RMK AO2 SLP205 T01330006 $"]
["PHX","2019-11-30T21:51:00",48.9,37.9,65.62,220,3,0,30.14,1020.3,10,"M","SCT","M","M","M",18000,"M","M","M","M","M","M","M","M","M","M",48.01,"KPHX 010451Z 22003KT 10SM SCT180 09/03 A3014 RMK AO2 SLP203 T00940033 $"]
["PHX","2019-12-01T03:51:00",44.1,37,75.93,240,3,0,30.11,1019.3,10,"M","SCT","M","M","M",23000,"M","M","M","M","M","M","M","M","M","M",42.52,"KPHX 011051Z 24003KT 10SM SCT230 07/03 A3011 RMK AO2 SLP193 T00670028 $"]
["PHX","2019-12-01T06:51:00",42.1,36,78.8,0,0,0,30.13,1020.2,10,"M","SCT","M","M","M",25000,"M","M","M","M","M","M","M","M","M","M","M","KPHX 011351Z 00000KT 10SM SCT250 06/02 A3013 RMK AO2 SLP202 T00560022 $"]
["PHX","2019-12-01T15:51:00",66.9,26.1,21.35,60,4,0,30.06,1017.4,10,"M","BKN","M","M","M",25000,"M","M","M","M","M","M","M","M","M","M","M","KPHX 012251Z 06004KT 10SM BKN250 19/M03 A3006 RMK AO2 SLP174 T01941033 $"]
["PHX","2019-12-01T23:51:00",51.1,39,63.12,0,0,0,30.11,1019.1,10,"M","CLR","M","M","M","M","M","M","M","M","M","M","M","M","M","M","M","KPHX 020651Z 00000KT 10SM CLR 11/04 A3011 RMK AO2 SLP191 T01060039 402000056 $"]
["PHX","2019-12-02T10:51:00",61,36,39.19,0,0,0,30.15,1020.3,10,"M","FEW","BKN","M","M",15000,25000,"M","M","M","M","M","M","M","M","M","M","KPHX 021751Z 00000KT 10SM FEW150 BKN250 16/02 A3015 RMK AO2 SLP203 T01610022 10161 20083 51008"]
["PHX","2019-12-02T16:51:00",66.9,39.9,37.14,0,0,0,30.05,1016.9,10,"M","FEW","BKN","BKN","M",15000,20000,25000,"M","M","M","M","M","M","M","M","M","KPHX 022351Z 00000KT 10SM FEW150 BKN200 BKN250 19/04 A3005 RMK AO2 SLP169 T01940044 10211 20161 55003"]
["PHX","2019-12-03T01:51:00",50,42.1,74.15,160,3,0,30.09,1018.2,10,"M","SCT","M","M","M",25000,"M","M","M","M","M","M","M","M","M","M",49.27,"KPHX 030851Z 16003KT 10SM SCT250 10/06 A3009 RMK AO2 SLP182 T01000056 55008"]
["PHX","2019-12-03T10:51:00",59,41,51.18,130,6,0,30.14,1019.9,10,"M","SCT","BKN","M","M",22000,25000,"M","M","M","M","M","M","M","M","M","M","KPHX 031751Z 13006KT 10SM SCT220 BKN250 15/05 A3014 RMK AO2 SLP199 T01500050 10150 20083 50008"]
["PHX","2019-12-03T15:51:00",64.9,37.9,36.82,310,5,0,30.03,1016,10,"M","SCT","BKN","BKN","M",16000,18000,22000,"M","M","M","M","M","M","M","M","M","KPHX 032251Z 31005KT 10SM SCT160 BKN180 BKN220 18/03 A3003 RMK AO2 SLP160 T01830033"]
["PHX","2019-12-03T19:51:00",60.1,46.9,61.65,240,6,"T",30.04,1016.5,10,"M","FEW","BKN","OVC","M",7000,10000,12000,"M",{"$f":"-RA","v":{"$error":"#NAME?"}},"M","M","M","M","M","M","M","KPHX 040251Z 24006KT 10SM -RA FEW070 BKN100 OVC120 16/08 A3004 RMK AO2 RAB0158E07B35 SLP165 P0000 60000 T01560083 53011"]
["PHX","2019-12-04T04:51:00",57.9,48.9,71.9,300,3,"T",29.99,1014.8,10,"M","FEW","BKN","BKN","BKN",7000,9500,12000,25000,{"$f":"-RA","v":{"$error":"#NAME?"}},"M","M","M","M","M","M","M","KPHX 041151Z 30003KT 10SM -RA FEW070 BKN095 BKN120 BKN250 14/09 A2999 RMK AO2 RAB17 SLP148 P0000 60000 T01440094 10161 20139 56008"]
["PHX","2019-12-04T13:51:00",71.1,44.1,37.81,150,7,0,29.9,1011.6,10,"M","FEW","SCT","BKN","M",8000,11000,15000,"M","M","M","M","M","M","M","M","M","KPHX 042051Z 15007KT 10SM FEW080 SCT110 BKN150 22/07 A2990 RMK AO2 SLP116 T02170067 58037"]
["PHX","2019-12-04T23:51:00",60.1,48.9,66.46,280,3,0,30,1014.9,10,"M","SCT","BKN","BKN","M",6500,8500,10000,"M","M","M","M","M","M","M","M","M","KPHX 050651Z 28003KT 10SM SCT065 BKN085 BKN100 16/09 A3000 RMK AO2 SLP149 T01560094 402390133"]
["PHX","2019-12-05T06:51:00",55,50,83.2,0,0,0,30.06,1016.9,10,"M","BKN","BKN","M","M",7000,8500,"M","M","M","M","M","M","M","M","M","M","KPHX 051351Z 00000KT 10SM BKN070 BKN085 13/10 A3006 RMK AO2 SLP169 T01280100"]
["PHX","2019-12-05T15:51:00",69.1,46,43.52,"M",3,0,30.06,1016.9,10,"M","SCT","BKN","BKN","M",5000,25000,29000,"M","M","M","M","M","M","M","M","M","KPHX 052251Z VRB03KT 10SM SCT050 BKN250 BKN290 21/08 A3006 RMK AO2 SLP169 T02060078"]
["PHX","2019-12-06T00:51:00",57,48,71.81,0,0,0,30.13,1019.3,10,"M","BKN","OVC","M","M",20000,25000,"M","M","M","M","M","M","M","M","M","M","KPHX 060751Z 00000KT 10SM BKN200 OVC250 14/09 A3013 RMK AO2 SLP193 T01390089"]
["PHX","2019-12-06T04:51:00",54,46.9,76.83,150,3,0,30.12,1019,10,"M","BKN","BKN","M","M",20000,25000,"M","M","M","M","M","M","M","M","M","M","KPHX 061151Z 15003KT 10SM BKN200 BKN250 12/08 A3012 RMK AO2 SLP190 T01220083 10150 20117 58003"]
["PHX","2019-12-06T09:51:00",61,45,55.57,100,5,0,30.2,1022,10,"M","BKN","BKN","M","M",21000,24000,"M","M","M","M","M","M","M","M","M","M","KPHX 061651Z 10005KT 10SM BKN210 BKN240 16/07 A3020 RMK AO2 SLP220 T01610072"]
["PHX","2019-12-06T18:51:00",64.9,46.9,52.06,0,0,0,30.13,1019.4,10,"M","BKN","M","M","M",25000,"M","M","M","M","M","M","M","M","M","M","M","KPHX 070151Z 00000KT 10SM BKN250 18/08 A3013 RMK AO2 SLP194 T01830083"]
["PHX","2019-12-07T03:51:00",54,46,74.26,90,5,0,30.13,1019.5,10,"M","SCT","M","M","M",20000,"M","M","M","M","M","M","M","M","M","M","M","KPHX 071051Z 09005KT 10SM SCT200 12/08 A3013 RMK AO2 SLP195 T01220078"]
["PHX","2019-12-07T12:51:00",69.1,44.1,40.48,50,5,0,30.11,1018.8,10,"M","FEW","SCT","BKN","M",12000,16000,22000,"M","M","M","M","M","M","M","M","M","KPHX 071951Z 05005KT 10SM FEW120 SCT160 BKN220 21/07 A3011 RMK AO2 SLP188 T02060067"]
["PHX","2019-12-07T20:51:00",60.1,55.9,85.99,240,7,0.02,30.11,1018.8,9,"M","OVC","M","M","M",10000,"M","M","M",{"$f":"-RA","v":{"$error":"#NAME?"}},"M","M","M","M","M","M","M","KPHX 080351Z 24007KT 9SM -RA OVC100 16/13 A3011 RMK AO2 SLP188 P0002 T01560133"]
["PHX","2019-12-08T03:58:00",57.9,55,90.04,0,0,0,30.04,"M",8,"M","BKN","BKN","OVC","M",2500,6500,13000,"M","M","M","M","M","M","M","M","M","KPHX 081058Z 00000KT 8SM BKN025 BKN065 OVC130 14/13 A3004 RMK AO2 T01440128"]
["PHX","2019-12-08T11:51:00",60.1,54,80.25,"M",3,0,30.03,1016,10,"M","SCT","BKN","OVC","M",4500,6000,10000,"M","M","M","M","M","M","M","M","M","KPHX 081851Z VRB03KT 10SM SCT045 BKN060 OVC100 16/12 A3003 RMK AO2 SLP160 T01560122"]
["PHX","2019-12-08T14:51:00",62.1,54,74.75,0,0,0,29.95,1013.4,10,"M","FEW","BKN","OVC","M",3200,7000,11000,"M","M","M","M","M","M","M","M","M","KPHX 082151Z 00000KT 10SM FEW032 BKN070 OVC110 17/12 A2995 RMK AO2 SLP134 T01670122"]
["PHX","2019-12-08T20:51:00",59,55,86.56,0,0,0,29.94,1013.2,8,"M","BKN","BKN","OVC","M",8500,10000,20000,"M","BR","M","M","M","M","M","M","M","KPHX 090351Z 00000KT 8SM BR BKN085 BKN100 OVC200 15/13 A2994 RMK AO2 SLP132 T01500128"]
["PHX","2019-12-09T05:43:00",55.9,54,93.32,320,4,0,29.89,"M",3,"M","FEW","BKN","BKN","M",400,8000,10000,"M","BR","M","M","M","M","M","M","M","KPHX 091243Z 32004KT 3SM BR FEW004 BKN080 BKN100 13/12 A2989 RMK AO2 T01330122 $"]
["PHX","2019-12-09T09:19:00",55.9,52,86.71,280,6,0,29.92,"M",6,"M","FEW","BKN","M","M",1000,1600,"M","M","BR","M","M","M","M","M","M","M","KPHX 091619Z 28006KT 6SM BR FEW010 BKN016 13/11 A2992 RMK AO2 VIS LWR NE-SE T01330111 $"]
["PHX","2019-12-09T15:00:00",66,50,56.27,270,12,0,29.88,"M",10,"M","SCT","SCT","BKN","BKN",3000,4500,6500,23000,"VCTS","M","M","M","M","M","M","M","KPHX 092200Z 27012KT 10SM VCTS SCT030CB SCT045 BKN065 BKN230 19/10 A2988 RMK AO2 LTG DSNT N-E ONCL LTGCC NE TS NE MOV S OCNL LTGCC DSNT N AND E CB DSNT N AND E T01890100"]
["PHX","2019-12-09T19:51:00",55,48.9,79.85,100,6,0,29.99,1015,10,"M","FEW","SCT","BKN","M",4500,11000,18000,"M","M","M","M","M","M","M","M","M","KPHX 100251Z 10006KT 10SM FEW045 SCT110 BKN180 13/09 A2999 RMK AO2 SLP150 T01280094 53019"]
["PHX","2019-12-10T04:51:00",50,46.9,89.04,110,4,0,30.11,1019.1,10,"M","CLR","M","M","M","M","M","M","M","M","M","M","M","M","M","M",48.44,"KPHX 101151Z 11004KT 10SM CLR 10/08 A3011 RMK AO2 SLP191 70001 T01000083 10117 20094 52006"]
["PHX","2019-12-10T13:51:00",66.9,36,31.87,"M",3,0,30.17,1020.7,10,"M","FEW","M","M","M",25000,"M","M","M","M","M","M","M","M","M","M","M","KPHX 102051Z VRB03KT 10SM FEW250 19/02 A3017 RMK AO2 SLP207 T01940022 58024"]
["PHX","2019-12-10T15:51:00",68,33.1,27.34,360,3,0,30.15,1020.3,10,"M","SCT","M","M","M",25000,"M","M","M","M","M","M","M","M","M","M","M","KPHX 102251Z 36003KT 10SM SCT250 20/01 A3015 RMK AO2 SLP203 T02000006"]
["PHX","2019-12-10T22:51:00",54,43,66.24,0,0,0,30.19,1021.7,10,"M","BKN","M","M","M",24000,"M","M","M","M","M","M","M","M","M","M","M","KPHX 110551Z 00000KT 10SM BKN240 12/06 A3019 RMK AO2 SLP217 T01220061 10194 20122 51002"]
["PHX","2019-12-11T07:51:00",51.1,39,63.12,"M",3,0,30.17,1021.2,10,"M","FEW","BKN","M","M",21000,24000,"M","M","M","M","M","M","M","M","M","M","KPHX 111451Z VRB03KT 10SM FEW210 BKN240 11/04 A3017 RMK AO2 SLP212 T01060039 53008"]
["PHX","2019-12-11T16:51:00",68,37,31.92,0,0,0,30.08,1017.9,10,"M","FEW","FEW","M","M",21000,24000,"M","M","M","M","M","M","M","M","M","M","KPHX 112351Z 00000KT 10SM FEW210 FEW240 20/03 A3008 RMK AO2 SLP179 T02000028 10211 20161 55010"]
["PHX","2019-12-11T23:51:00",53.1,44.1,71.4,0,0,0,30.15,1020.3,10,"M","SCT","M","M","M",25000,"M","M","M","M","M","M","M","M","M","M","M","KPHX 120651Z 00000KT 10SM SCT250 12/07 A3015 RMK AO2 SLP203 T01170067 402110089"]
["PHX","2019-12-12T09:51:00",57,43,59.4,130,6,0,30.25,1023.6,10,"M","BKN","M","M","M",25000,"M","M","M","M","M","M","M","M","M","M","M","KPHX 121651Z 13006KT 10SM BKN250 14/06 A3025 RMK AO2 SLP236 T01390061"]
["PHX","2019-12-12T18:51:00",63,42.1,46.34,0,0,0,30.16,1020.7,10,"M","BKN","BKN","M","M",25000,29000,"M","M","M","M","M","M","M","M","M","M","KPHX 130151Z 00000KT 10SM BKN250 BKN290 17/06 A3016 RMK AO2 SLP207 T01720056"]
["PHX","2019-12-13T03:51:00",50,44.1,80.06,90,3,0,30.17,1020.8,10,"M","SCT","M","M","M",25000,"M","M","M","M","M","M","M","M","M","M",49.27,"KPHX 131051Z 09003KT 10SM SCT250 10/07 A3017 RMK AO2 SLP208 T01000067"]
["PHX","2019-12-13T04:51:00",48.9,44.1,83.42,60,5,0,30.15,1020.4,10,"M","FEW","SCT","M","M",17000,25000,"M","M","M","M","M","M","M","M","M",46.47,"KPHX 131151Z 06005KT 10SM FEW170 SCT250 09/07 A3015 RMK AO2 SLP204 T00940067 10128 20089 50000"]
["PHX","2019-12-13T12:51:00",64.9,44.1,46.81,190,4,0,30.09,1018,10,"M","FEW","M","M","M",25000,"M","M","M","M","M","M","M","M","M","M","M","KPHX 131951Z 19004KT 10SM FEW250 18/07 A3009 RMK AO2 SLP180 T01830067"]
["PHX","2019-12-13T21:51:00",57,46,66.59,110,6,0,29.99,1014.8,10,"M","SCT","M","M","M",25000,"M","M","M","M","M","M","M","M","M","M","M","KPHX 140451Z 11006KT 10SM SCT250 14/08 A2999 RMK AO2 SLP148 T01390078"]
["PHX","2019-12-14T06:51:00",50,43,76.76,100,5,0,29.91,1012.1,10,"M","BKN","M","M","M",25000,"M","M","M","M","M","M","M","M","M","M",47.77,"KPHX 141351Z 10005KT 10SM BKN250 10/06 A2991 RMK AO2 SLP121 T01000061 $"]
["PHX","2019-12-14T12:51:00",68,45,43.51,160,4,0,29.84,1009.6,10,"M","FEW","BKN","M","M",17000,25000,"M","M","M","M","M","M","M","M","M","M","KPHX 141951Z 16004KT 10SM FEW170 BKN250 20/07 A2984 RMK AO2 SLP096 T02000072 $"]
["PHX","2019-12-14T23:51:00",55.9,46.9,71.69,100,5,0,29.75,1006.7,10,"M","SCT","BKN","M","M",6000,20000,"M","M","M","M","M","M","M","M","M","M","KPHX 150651Z 10005KT 10SM SCT060 BKN200 13/08 A2975 RMK AO2 SLP067 T01330083 402170094 $"]
["PHX","2019-12-15T08:51:00",54,45,71.5,160,3,0,29.85,1010.2,10,"M","SCT","M","M","M",9500,"M","M","M","M","M","M","M","M","M","M","M","KPHX 151551Z 16003KT 10SM SCT095 12/07 A2985 RMK AO2 SLP102 T01220072 $"]
["PHX","2019-12-15T17:51:00",59,28.9,31.63,250,10,0,29.92,1012.6,10,"M","FEW","M","M","M",5500,"M","M","M","M","M","M","M","M","M","M","M","KPHX 160051Z 25010KT 10SM FEW055 15/M02 A2992 RMK AO2 SLP126 T01501017 $"]
["PHX","2019-12-16T00:51:00",50,30.9,47.64,260,6,0,30.05,1017,10,"M","FEW","M","M","M",25000,"M","M","M","M","M","M","M","M","M","M",47.21,"KPHX 160751Z 26006KT 10SM FEW250 10/M01 A3005 RMK AO2 SLP170 T01001006 $"]
["PHX","2019-12-16T02:51:00",45,32,60.11,220,4,0,30.09,1018.4,10,"M","FEW","M","M","M",25000,"M","M","M","M","M","M","M","M","M","M",42.6,"KPHX 160951Z 22004KT 10SM FEW250 07/00 A3009 RMK AO2 SLP184 T00720000 $"]
["PHX","2019-12-16T11:51:00",55,23,28.61,310,3,0,30.22,1023,10,"M","FEW","M","M","M",15000,"M","M","M","M","M","M","M","M","M","M","M","KPHX 161851Z 31003KT 10SM FEW150 13/M05 A3022 RMK AO2 SLP230 T01281050"]
["PHX","2019-12-16T20:51:00",53.1,8.1,16.03,50,16,0,30.25,1023.9,10,"M","CLR","M","M","M","M","M","M","M","M","M","M","M","M","M","M","M","KPHX 170351Z 05016KT 10SM CLR 12/M13 A3025 RMK AO2 SLP239 T01171133"]
["PHX","2019-12-17T05:51:00",39,19,44.14,0,0,0,30.36,1027.7,10,"M","CLR","M","M","M","M","M","M","M","M","M","M","M","M","M","M","M","KPHX 171251Z 00000KT 10SM CLR 04/M07 A3036 RMK AO2 SLP277 T00391072"]
["PHX","2019-12-17T13:51:00",59,6.1,11.82,30,14,0,30.28,1025.1,10,"M","CLR","M","M","M","M","M","M","M","M","M","M","M","M","M","M","M","KPHX 172051Z 03014KT 10SM CLR 15/M14 A3028 RMK AO2 SLP251 T01501144 58037 $"]
["PHX","2019-12-17T22:51:00",53.1,10.9,18.17,60,14,0,30.23,1023.4,10,"M","BKN","M","M","M",25000,"M","M","M","M","M","M","M","M","M","M","M","KPHX 180551Z 06014KT 10SM BKN250 12/M12 A3023 RMK AO2 SLP234 T01171117 10161 20111 58002"]
["PHX","2019-12-18T07:51:00",51.1,10.9,19.56,80,14,0,30.13,1019.9,10,"M","SCT","BKN","M","M",22000,25000,"M","M","M","M","M","M","M","M","M","M","KPHX 181451Z 08014KT 10SM SCT220 BKN250 11/M12 A3013 RMK AO2 SLP199 T01061117 58003"]
["PHX","2019-12-18T13:51:00",64.9,12,12.51,80,10,0,30,1015.1,10,"M","FEW","FEW","M","M",22000,25000,"M","M","M","M","M","M","M","M","M","M","KPHX 182051Z 08010KT 10SM FEW220 FEW250 18/M11 A3000 RMK AO2 SLP151 T01831111 56041"]
["PHX","2019-12-18T16:51:00",64,12.9,13.43,120,12,0,29.98,1014.3,10,"M","FEW","SCT","BKN","M",22000,25000,29000,"M","M","M","M","M","M","M","M","M","KPHX 182351Z 12012KT 10SM FEW220 SCT250 BKN290 18/M11 A2998 RMK AO2 SLP143 T01781106 10194 20150 56008"]
["PHX","2019-12-19T01:51:00",52,17.1,24.83,0,0,0,29.99,1014.6,10,"M","BKN","M","M","M",25000,"M","M","M","M","M","M","M","M","M","M","M","KPHX 190851Z 00000KT 10SM BKN250 11/M08 A2999 RMK AO2 SLP146 T01111083 53003"]
["PHX","2019-12-19T10:51:00",55.9,21,25.45,"M",3,0,30.09,1018.4,10,"M","CLR","M","M","M","M","M","M","M","M","M","M","M","M","M","M","M","KPHX 191751Z VRB03KT 10SM CLR 13/M06 A3009 RMK AO2 SLP184 T01331061 10133 20044 51017"]
["PHX","2019-12-19T18:51:00",57,24.1,27.86,260,6,0,30.1,1018.8,10,"M","FEW","SCT","M","M",21000,25000,"M","M","M","M","M","M","M","M","M","M","KPHX 200151Z 26006KT 10SM FEW210 SCT250 14/M04 A3010 RMK AO2 SLP188 T01391044"]
["PHX","2019-12-20T03:51:00",44.1,30,57.37,0,0,0,30.22,1022.7,10,"M","CLR","M","M","M","M","M","M","M","M","M","M","M","M","M","M","M","KPHX 201051Z 00000KT 10SM CLR 07/M01 A3022 RMK AO2 SLP227 T00671011"]
["PHX","2019-12-20T12:51:00",63,21,19.75,0,0,0,30.25,1023.8,10,"M","CLR","M","M","M","M","M","M","M","M","M","M","M","M","M","M","M","KPHX 201951Z 00000KT 10SM CLR 17/M06 A3025 RMK AO2 SLP238 T01721061"]
["PHX","2019-12-20T21:51:00",54,28,36.52,80,5,0,30.25,1023.9,10,"M","FEW","M","M","M",25000,"M","M","M","M","M","M","M","M","M","M","M","KPHX 210451Z 08005KT 10SM FEW250 12/M02 A3025 RMK AO2 SLP239 T01221022"]
["PHX","2019-12-20T22:51:00",51.1,28.9,42.16,0,0,0,30.27,1024.5,10,"M","FEW","M","M","M",25000,"M","M","M","M","M","M","M","M","M","M","M","KPHX 210551Z 00000KT 10SM FEW250 11/M02 A3027 RMK AO2 SLP245 T01061017 10194 20100 53018"]
["PHX","2019-12-21T06:51:00",48.9,24.1,37.52,130,6,0,30.26,1024.1,10,"M","FEW","BKN","M","M",16000,25000,"M","M","M","M","M","M","M","M","M",45.88,"KPHX 211351Z 13006KT 10SM FEW160 BKN250 09/M04 A3026 RMK AO2 SLP241 T00941044"]
["PHX","2019-12-21T07:51:00",48.9,25,38.95,120,6,0,30.27,1024.5,10,"M","FEW","FEW","BKN","M",16000,20000,25000,"M","M","M","M","M","M","M","M",45.88,"KPHX 211451Z 12006KT 10SM FEW160 FEW200 BKN250 09/M04 A3027 RMK AO2 SLP245 T00941039 53002"]
["PHX","2019-12-21T08:51:00",52,25,34.72,120,9,0,30.28,1024.7,10,"M","FEW","FEW","BKN","M",16000,20000,25000,"M","M","M","M","M","M","M","M","M","KPHX 211551Z 12009KT 10SM FEW160 FEW200 BKN250 11/M04 A3028 RMK AO2 SLP247 T01111039"]
["PHX","2019-12-21T09:51:00",57.9,25,28.01,130,5,0,30.29,1025.1,10,"M","FEW","FEW","BKN","M",16000,20000,25000,"M","M","M","M","M","M","M","M","M","KPHX 211651Z 13005KT 10SM FEW160 FEW200 BKN250 14/M04 A3029 RMK AO2 SLP251 T01441039"]
["PHX","2019-12-21T10:51:00",63,21.9,20.52,100,12,0,30.28,1024.7,10,"M","FEW","BKN","M","M",20000,25000,"M","M","M","M","M","M","M","M","M","M","KPHX 211751Z 10012KT 10SM FEW200 BKN250 17/M06 A3028 RMK AO2 SLP247 T01721056 10172 20089 50004"]
["PHX","2019-12-21T11:51:00",64.9,25,21.86,140,6,0,30.24,1023.3,10,"M","FEW","BKN","M","M",20000,25000,"M","M","M","M","M","M","M","M","M","M","KPHX 211851Z 14006KT 10SM FEW200 BKN250 18/M04 A3024 RMK AO2 SLP233 T01831039 $"]
["PHX","2019-12-21T12:51:00",66.9,25,20.39,140,4,0,30.2,1021.9,10,"M","FEW","OVC","M","M",20000,25000,"M","M","M","M","M","M","M","M","M","M","KPHX 211951Z 14004KT 10SM FEW200 OVC250 19/M04 A3020 RMK AO2 SLP219 T01941039 $"]
["PHX","2019-12-21T13:51:00",70,21.9,16.1,"M",3,0,30.17,1020.8,10,"M","FEW","OVC","M","M",20000,25000,"M","M","M","M","M","M","M","M","M","M","KPHX 212051Z VRB03KT 10SM FEW200 OVC250 21/M06 A3017 RMK AO2 SLP208 T02111056 56037 $"]
["PHX","2019-12-21T14:51:00",72,23,15.75,"M",5,0,30.14,1019.8,10,"M","FEW","BKN","M","M",20000,27000,"M","M","M","M","M","M","M","M","M","M","KPHX 212151Z VRB05KT 10SM FEW200 BKN270 22/M05 A3014 RMK AO2 SLP198 T02221050 $"]
["PHX","2019-12-21T15:51:00",72,23,15.75,0,0,0,30.12,1019.1,10,"M","FEW","BKN","M","M",20000,27000,"M","M","M","M","M","M","M","M","M","M","KPHX 212251Z 00000KT 10SM FEW200 BKN270 22/M05 A3012 RMK AO2 SLP191 T02221050 $"]
["PHX","2019-12-21T16:51:00",70,25,18.33,0,0,0,30.11,1018.8,10,"M","FEW","BKN","M","M",20000,27000,"M","M","M","M","M","M","M","M","M","M","KPHX 212351Z 00000KT 10SM FEW200 BKN270 21/M04 A3011 RMK AO2 SLP188 T02111039 10228 20172 56019 $"]
["PHX","2019-12-21T17:51:00",69.1,21.9,16.6,20,4,0,30.11,1018.9,10,"M","FEW","BKN","M","M",20000,27000,"M","M","M","M","M","M","M","M","M","M","KPHX 220051Z 02004KT 10SM FEW200 BKN270 21/M06 A3011 RMK AO2 SLP189 T02061056 $"]
["PHX","2019-12-21T18:51:00",62.1,28,27.3,120,5,0,30.12,1019.3,10,"M","BKN","M","M","M",27000,"M","M","M","M","M","M","M","M","M","M","M","KPHX 220151Z 12005KT 10SM BKN270 17/M02 A3012 RMK AO2 SLP193 T01671022 $"]
["PHX","2019-12-21T19:51:00",61,24.1,24.15,70,7,0,30.12,1019.2,10,"M","BKN","M","M","M",27000,"M","M","M","M","M","M","M","M","M","M","M","KPHX 220251Z 07007KT 10SM BKN270 16/M04 A3012 RMK AO2 SLP192 T01611044 50002"]
["PHX","2019-12-21T20:51:00",59,26.1,28.18,90,7,0,30.11,1019,10,"M","BKN","M","M","M",27000,"M","M","M","M","M","M","M","M","M","M","M","KPHX 220351Z 09007KT 10SM BKN270 15/M03 A3011 RMK AO2 SLP190 T01501033"]
["PHX","2019-12-21T21:51:00",57.9,27,30.43,110,4,0,30.11,1019.1,10,"M","BKN","M","M","M",27000,"M","M","M","M","M","M","M","M","M","M","M","KPHX 220451Z 11004KT 10SM BKN270 14/M03 A3011 RMK AO2 SLP191 T01441028"]
["PHX","2019-12-21T22:51:00",55.9,26.1,31.51,130,4,0,30.11,1018.8,10,"M","OVC","M","M","M",25000,"M","M","M","M","M","M","M","M","M","M","M","KPHX 220551Z 13004KT 10SM OVC250 13/M03 A3011 RMK AO2 SLP188 T01331033 10211 20133 58003"]
["PHX","2019-12-21T23:51:00",57,25,28.93,90,8,0,30.1,1018.3,10,"M","OVC","M","M","M",25000,"M","M","M","M","M","M","M","M","M","M","M","KPHX 220651Z 09008KT 10SM OVC250 14/M04 A3010 RMK AO2 SLP183 T01391039 402280072"]
["PHX","2019-12-22T00:51:00",57,25,28.93,140,3,0,30.08,1017.6,10,"M","OVC","M","M","M",25000,"M","M","M","M","M","M","M","M","M","M","M","KPHX 220751Z 14003KT 10SM OVC250 14/M04 A3008 RMK AO2 SLP176 T01391039"]
["PHX","2019-12-22T01:51:00",55.9,25,30.1,140,3,0,30.06,1017.1,10,"M","BKN","M","M","M",25000,"M","M","M","M","M","M","M","M","M","M","M","KPHX 220851Z 14003KT 10SM BKN250 13/M04 A3006 RMK AO2 SLP171 T01331039 58015"]
["PHX","2019-12-22T02:51:00",54,25,32.26,130,6,0,30.06,1017.1,10,"M","BKN","M","M","M",25000,"M","M","M","M","M","M","M","M","M","M","M","KPHX 220951Z 13006KT 10SM BKN250 12/M04 A3006 RMK AO2 SLP171 T01221039"]
["PHX","2019-12-22T03:51:00",57,24.1,27.86,120,6,0,30.05,1016.8,10,"M","BKN","M","M","M",25000,"M","M","M","M","M","M","M","M","M","M","M","KPHX 221051Z 12006KT 10SM BKN250 14/M04 A3005 RMK AO2 SLP168 T01391044"]
["PHX","2019-12-22T04:51:00",55.9,23,27.69,90,9,0,30.04,1016.3,10,"M","BKN","M","M","M",25000,"M","M","M","M","M","M","M","M","M","M","M","KPHX 221151Z 09009KT 10SM BKN250 13/M05 A3004 RMK AO2 SLP163 T01331050 10150 20122 58008"]
["PHX","2019-12-22T05:51:00",53.1,24.1,32.11,90,4,0,30.04,1016.5,10,"M","SCT","M","M","M",25000,"M","M","M","M","M","M","M","M","M","M","M","KPHX 221251Z 09004KT 10SM SCT250 12/M04 A3004 RMK AO2 SLP165 T01171044"]
["PHX","2019-12-22T06:51:00",53.1,24.1,32.11,110,7,0,30.05,1017.1,10,"M","BKN","M","M","M",25000,"M","M","M","M","M","M","M","M","M","M","M","KPHX 221351Z 11007KT 10SM BKN250 12/M04 A3005 RMK AO2 SLP171 T01171044"]
["PHX","2019-12-22T07:51:00",52,24.1,33.44,130,5,0,30.06,1017.1,10,"M","SCT","BKN","M","M",20000,25000,"M","M","M","M","M","M","M","M","M","M","KPHX 221451Z 13005KT 10SM SCT200 BKN250 11/M04 A3006 RMK AO2 SLP171 T01111044 51007"]
["PHX","2019-12-22T08:51:00",55,24.1,29.96,130,8,0,30.06,1017.4,10,"M","SCT","BKN","M","M",20000,25000,"M","M","M","M","M","M","M","M","M","M","KPHX 221551Z 13008KT 10SM SCT200 BKN250 13/M04 A3006 RMK AO2 SLP174 T01281044"]
["PHX","2019-12-22T09:51:00",59,25,26.92,120,4,0,30.1,1018.4,10,"M","FEW","BKN","M","M",20000,25000,"M","M","M","M","M","M","M","M","M","M","KPHX 221651Z 12004KT 10SM FEW200 BKN250 15/M04 A3010 RMK AO2 SLP184 T01501039"]
["PHX","2019-12-22T10:51:00",64.9,25,21.86,120,4,0,30.1,1018.4,10,"M","FEW","BKN","M","M",20000,25000,"M","M","M","M","M","M","M","M","M","M","KPHX 221751Z 12004KT 10SM FEW200 BKN250 18/M04 A3010 RMK AO2 SLP184 T01831039 10183 20111 51014"]
["PHX","2019-12-22T11:51:00",68,23,18.06,90,9,0,30.06,1017.1,10,"M","FEW","BKN","M","M",20000,25000,"M","M","M","M","M","M","M","M","M","M","KPHX 221851Z 09009KT 10SM FEW200 BKN250 20/M05 A3006 RMK AO2 SLP171 T02001050"]
["PHX","2019-12-22T12:51:00",70,19.9,14.79,110,8,0,30.03,1015.8,10,"M","FEW","BKN","M","M",20000,25000,"M","M","M","M","M","M","M","M","M","M","KPHX 221951Z 11008KT 10SM FEW200 BKN250 21/M07 A3003 RMK AO2 SLP158 T02111067"]
["PHX","2019-12-22T13:51:00",71.1,21,14.93,100,9,0,29.99,1014.7,10,"M","FEW","SCT","OVC","M",15000,20000,25000,"M","M","M","M","M","M","M","M","M","KPHX 222051Z 10009KT 10SM FEW150 SCT200 OVC250 22/M06 A2999 RMK AO2 SLP147 T02171061 56035"]
["PHX","2019-12-22T14:51:00",72,21,14.48,100,7,0,29.98,1014.1,10,"M","FEW","BKN","OVC","M",15000,20000,25000,"M","M","M","M","M","M","M","M","M","KPHX 222151Z 10007KT 10SM FEW150 BKN200 OVC250 22/M06 A2998 RMK AO2 SLP141 T02221061"]
["PHX","2019-12-22T15:51:00",71.1,23,16.24,140,3,0,29.98,1014.2,10,"M","FEW","BKN","OVC","M",15000,20000,25000,"M","M","M","M","M","M","M","M","M","KPHX 222251Z 14003KT 10SM FEW150 BKN200 OVC250 22/M05 A2998 RMK AO2 SLP142 T02171050"]
["PHX","2019-12-22T16:51:00",68,27,21.33,80,6,0,29.97,1014,10,"M","FEW","BKN","OVC","M",15000,20000,25000,"M","M","M","M","M","M","M","M","M","KPHX 222351Z 08006KT 10SM FEW150 BKN200 OVC250 20/M03 A2997 RMK AO2 SLP140 T02001028 10222 20183 56007"]
["PHX","2019-12-22T17:51:00",64,28.9,26.5,90,8,0,29.96,1013.8,10,"M","OVC","M","M","M",22000,"M","M","M","M","M","M","M","M","M","M","M","KPHX 230051Z 09008KT 10SM OVC220 18/M02 A2996 RMK AO2 SLP138 T01781017"]
["PHX","2019-12-22T18:51:00",62.1,28,27.3,80,7,0,29.96,1013.9,10,"M","OVC","M","M","M",20000,"M","M","M","M","M","M","M","M","M","M","M","KPHX 230151Z 08007KT 10SM OVC200 17/M02 A2996 RMK AO2 SLP139 T01671022"]
["PHX","2019-12-22T19:51:00",61,27,27.24,100,6,0,29.95,1013.6,10,"M","OVC","M","M","M",23000,"M","M","M","M","M","M","M","M","M","M","M","KPHX 230251Z 10006KT 10SM OVC230 16/M03 A2995 RMK AO2 SLP136 T01611028 56006"]
["PHX","2019-12-22T20:51:00",60.1,26.1,27.1,140,5,0,29.97,1014.1,10,"M","OVC","M","M","M",22000,"M","M","M","M","M","M","M","M","M","M","M","KPHX 230351Z 14005KT 10SM OVC220 16/M03 A2997 RMK AO2 SLP141 T01561033"]
["PHX","2019-12-22T21:51:00",61,25,25.07,110,7,0,29.97,1014,10,"M","OVC","M","M","M",23000,"M","M","M","M","M","M","M","M","M","M","M","KPHX 230451Z 11007KT 10SM OVC230 16/M04 A2997 RMK AO2 SLP140 T01611039"]
["PHX","2019-12-22T22:51:00",59,26.1,28.18,100,7,0,29.96,1013.6,10,"M","FEW","BKN","M","M",18000,23000,"M","M","M","M","M","M","M","M","M","M","KPHX 230551Z 10007KT 10SM FEW180 BKN230 15/M03 A2996 RMK AO2 SLP136 T01501033 10200 20144 50002"]
["PHX","2019-12-22T23:51:00",57.9,26.1,29.32,130,6,0,29.96,1013.7,10,"M","BKN","M","M","M",23000,"M","M","M","M","M","M","M","M","M","M","M","KPHX 230651Z 13006KT 10SM BKN230 14/M03 A2996 RMK AO2 SLP137 T01441033 402220111"]
["PHX","2019-12-23T00:51:00",57,25,28.93,120,4,0,29.95,1013.3,10,"M","CLR","M","M","M","M","M","M","M","M","M","M","M","M","M","M","M","KPHX 230751Z 12004KT 10SM CLR 14/M04 A2995 RMK AO2 SLP133 T01391039"]
["PHX","2019-12-23T01:51:00",57,26.1,30.28,120,8,0,29.94,1012.7,10,"M","BKN","M","M","M",23000,"M","M","M","M","M","M","M","M","M","M","M","KPHX 230851Z 12008KT 10SM BKN230 14/M03 A2994 RMK AO2 SLP127 T01391033 58008"]
["PHX","2019-12-23T02:51:00",55.9,25,30.1,90,7,0,29.93,1012.6,10,"M","BKN","M","M","M",23000,"M","M","M","M","M","M","M","M","M","M","M","KPHX 230951Z 09007KT 10SM BKN230 13/M04 A2993 RMK AO2 SLP126 T01331039"]
["PHX","2019-12-23T03:51:00",55,25,31.11,110,6,0,29.92,1012.1,10,"M","BKN","M","M","M",23000,"M","M","M","M","M","M","M","M","M","M","M","KPHX 231051Z 11006KT 10SM BKN230 13/M04 A2992 RMK AO2 SLP121 T01281039"]
["PHX","2019-12-23T04:51:00",55.9,25,30.1,100,3,0,29.92,1012.2,10,"M","OVC","M","M","M",22000,"M","M","M","M","M","M","M","M","M","M","M","KPHX 231151Z 10003KT 10SM OVC220 13/M04 A2992 RMK AO2 SLP122 T01331039 10150 20128 55005"]
["PHX","2019-12-23T05:51:00",55.9,25,30.1,90,8,0,29.92,1012.2,10,"M","OVC","M","M","M",22000,"M","M","M","M","M","M","M","M","M","M","M","KPHX 231251Z 09008KT 10SM OVC220 13/M04 A2992 RMK AO2 SLP122 T01331039"]
["PHX","2019-12-23T06:51:00",55.9,25,30.1,110,7,0,29.92,1012.4,10,"M","BKN","OVC","M","M",19000,21000,"M","M","M","M","M","M","M","M","M","M","KPHX 231351Z 11007KT 10SM BKN190 OVC210 13/M04 A2992 RMK AO2 SLP124 T01331039"]
["PHX","2019-12-23T07:51:00",55.9,25,30.1,100,5,0,29.93,1012.6,10,"M","SCT","BKN","OVC","M",16000,19000,21000,"M","M","M","M","M","M","M","M","M","KPHX 231451Z 10005KT 10SM SCT160 BKN190 OVC210 13/M04 A2993 RMK AO2 SLP126 T01331039 53002"]
["PHX","2019-12-23T08:51:00",57.9,25,28.01,90,11,0,29.94,1012.9,10,"M","FEW","BKN","OVC","M",16000,18000,22000,"M","M","M","M","M","M","M","M","M","KPHX 231551Z 09011KT 10SM FEW160 BKN180 OVC220 14/M04 A2994 RMK AO2 SLP129 T01441039"]
["PHX","2019-12-23T09:51:00",60.1,25,25.89,90,11,0,29.95,1013.3,10,"M","FEW","BKN","OVC","M",16000,18000,22000,"M","M","M","M","M","M","M","M","M","KPHX 231651Z 09011KT 10SM FEW160 BKN180 OVC220 16/M04 A2995 RMK AO2 SLP133 T01561039"]
["PHX","2019-12-23T10:51:00",61,27,27.24,110,9,0,29.95,1013.3,10,"M","FEW","BKN","OVC","M",14000,16000,19000,"M","M","M","M","M","M","M","M","M","KPHX 231751Z 11009KT 10SM FEW140 BKN160 OVC190 16/M03 A2995 RMK AO2 SLP133 T01611028 10161 20133 50007"]
["PHX","2019-12-23T11:51:00",62.1,27,26.2,100,11,0,29.9,1011.8,10,"M","FEW","BKN","OVC","M",12000,14000,19000,"M","M","M","M","M","M","M","M","M","KPHX 231851Z 10011KT 10SM FEW120 BKN140 OVC190 17/M03 A2990 RMK AO2 PRESFR SLP118 T01671028"]
["PHX","2019-12-23T12:51:00",62.1,28,27.3,100,6,0,29.88,1010.8,10,"M","BKN","BKN","OVC","M",11000,13000,19000,"M","M","M","M","M","M","M","M","M","KPHX 231951Z 10006KT 10SM BKN110 BKN130 OVC190 17/M02 A2988 RMK AO2 SLP108 T01671022"]
["PHX","2019-12-23T13:51:00",63,30,28.7,80,3,0,29.86,1010.3,10,"M","SCT","BKN","OVC","M",11000,13000,16000,"M","M","M","M","M","M","M","M","M","KPHX 232051Z 08003KT 10SM SCT110 BKN130 OVC160 17/M01 A2986 RMK AO2 SLP103 T01721011 56029"]
["PHX","2019-12-23T14:51:00",64,30.9,28.74,80,10,0,29.84,1009.6,10,"M","FEW","SCT","BKN","OVC",9000,11000,13000,16000,"M","M","M","M","M","M","M","M","KPHX 232151Z 08010KT 10SM FEW090 SCT110 BKN130 OVC160 18/M01 A2984 RMK AO2 SLP096 T01781006"]
["PHX","2019-12-23T15:51:00",64,30.9,28.74,80,10,0,29.84,1009.5,10,"M","FEW","SCT","BKN","OVC",9000,11000,13000,16000,"M","M","M","M","M","M","M","M","KPHX 232251Z 08010KT 10SM FEW090 SCT110 BKN130 OVC160 18/M01 A2984 RMK AO2 SLP095 T01781006"]
["PHX","2019-12-23T16:51:00",62.1,33.1,33.58,70,4,0,29.83,1009.1,10,"M","FEW","SCT","BKN","OVC",9000,11000,13000,15000,"M","M","M","M","M","M","M","M","KPHX 232351Z 07004KT 10SM FEW090 SCT110 BKN130 OVC150 17/01 A2983 RMK AO2 SLP091 T01670006 10178 20161 56011"]
["PHX","2019-12-23T17:51:00",61,35.1,37.81,90,4,0,29.83,1009.4,10,"M","BKN","BKN","OVC","M",8000,13000,15000,"M","M","M","M","M","M","M","M","M","KPHX 240051Z 09004KT 10SM BKN080 BKN130 OVC150 16/02 A2983 RMK AO2 SLP094 T01610017"]
["PHX","2019-12-23T18:51:00",63,33.1,32.53,0,0,0,29.85,1009.8,10,"M","BKN","BKN","OVC","M",7500,9500,15000,"M","M","M","M","M","M","M","M","M","KPHX 240151Z 00000KT 10SM BKN075 BKN095 OVC150 17/01 A2985 RMK AO2 SLP098 T01720006"]
["PHX","2019-12-23T19:51:00",59,36,42.08,250,6,0,29.86,1010.5,10,"M","BKN","BKN","OVC","M",7500,9500,15000,"M","M","M","M","M","M","M","M","M","KPHX 240251Z 25006KT 10SM BKN075 BKN095 OVC150 15/02 A2986 RMK AO2 SLP105 T01500022 53012"]
["PHX","2019-12-23T20:51:00",57,44.1,61.95,220,4,"T",29.9,1011.9,10,"M","SCT","BKN","OVC","M",5500,7000,10000,"M",{"$f":"-RA","v":{"$error":"#NAME?"}},"M","M","M","M","M","M","M","KPHX 240351Z 22004KT 10SM -RA SCT055 BKN070 OVC100 14/07 A2990 RMK AO2 RAB12 PRESRR SLP119 P0000 T01390067"]
["PHX","2019-12-23T21:51:00",57.9,44.1,59.98,20,3,0.01,29.91,1012,10,"M","SCT","BKN","OVC","M",5500,7000,9000,"M",{"$f":"-RA","v":{"$error":"#NAME?"}},"M","M","M","M","M","M","M","KPHX 240451Z 02003KT 10SM -RA SCT055 BKN070 OVC090 14/07 A2991 RMK AO2 SLP120 P0001 T01440067"]
["PHX","2019-12-23T22:51:00",55.9,46,69.3,60,8,0.01,29.9,1011.6,10,"M","SCT","BKN","OVC","M",5500,7000,9000,"M",{"$f":"-RA","v":{"$error":"#NAME?"}},"M","M","M","M","M","M","M","KPHX 240551Z 06008KT 10SM -RA SCT055 BKN070 OVC090 13/08 A2990 RMK AO2 SLP116 P0001 60002 T01330078 10172 20128 50012"]
["PHX","2019-12-23T23:51:00",55,48,77.21,70,15,"T",29.89,1011.3,10,"M","SCT","BKN","BKN","M",5500,7000,9000,"M",{"$f":"-RA","v":{"$error":"#NAME?"}},"M","M","M","M","M","M","M","KPHX 240651Z 07015KT 10SM -RA SCT055 BKN070 BKN090 13/09 A2989 RMK AO2 RAE21B50 SLP113 P0000 T01280089 401780122"]
["PHX","2019-12-24T00:51:00",55,46.9,74.08,80,11,"T",29.86,1010.5,10,"M","SCT","BKN","BKN","M",5500,7000,9000,"M","M","M","M","M","M","M","M","M","KPHX 240751Z 08011KT 10SM SCT055 BKN070 BKN090 13/08 A2986 RMK AO2 RAE18 SLP105 P0000 T01280083"]
["PHX","2019-12-24T01:51:00",55,48,77.21,80,13,0,29.85,1010.1,10,"M","SCT","BKN","BKN","M",5500,7000,9000,"M","M","M","M","M","M","M","M","M","KPHX 240851Z 08013KT 10SM SCT055 BKN070 BKN090 13/09 A2985 RMK AO2 SLP101 60000 T01280089 58015"]
["PHX","2019-12-24T02:51:00",55.9,46.9,71.69,70,12,0,29.83,1009.3,9,"M","BKN","BKN","M","M",7000,8000,"M","M","M","M","M","M","M","M","M","M","KPHX 240951Z 07012KT 9SM BKN070 BKN080 13/08 A2983 RMK AO2 SLP093 T01330083"]
["PHX","2019-12-24T03:51:00",55,48,77.21,80,8,0.01,29.79,1008.1,10,"M","BKN","BKN","M","M",7000,9000,"M","M","M","M","M","M","M","M","M","M","KPHX 241051Z 08008KT 10SM BKN070 BKN090 13/09 A2979 RMK AO2 RAB0952E11 SLP081 P0001 T01280089"]
["PHX","2019-12-24T04:51:00",55,46.9,74.08,80,4,0,29.79,1007.8,10,"M","BKN","BKN","M","M",6000,10000,"M","M","M","M","M","M","M","M","M","M","KPHX 241151Z 08004KT 10SM BKN060 BKN100 13/08 A2979 RMK AO2 SLP078 60001 70003 T01280083 10133 20122 56022"]
["PHX","2019-12-24T05:51:00",54,48,80.07,320,6,0.02,29.79,1008.2,7,"M","BKN","OVC","M","M",5500,10000,"M","M",{"$f":"-RA","v":{"$error":"#NAME?"}},"M","M","M","M","M","M","M","KPHX 241251Z 32006KT 7SM -RA BKN055 OVC100 12/09 A2979 RMK AO2 RAB37 SLP082 P0002 T01220089"]
["PHX","2019-12-24T06:51:00",53.1,50,89.18,340,9,0.03,29.81,1008.8,9,"M","SCT","BKN","OVC","M",4400,5500,7500,"M",{"$f":"-RA","v":{"$error":"#NAME?"}},"M","M","M","M","M","M","M","KPHX 241351Z 34009KT 9SM -RA SCT044 BKN055 OVC075 12/10 A2981 RMK AO2 SLP088 VIS LWR NE-SE P0003 T01170100"]
["PHX","2019-12-24T07:51:00",53.1,51.1,92.89,90,9,0.01,29.82,1009.1,10,"M","FEW","FEW","BKN","M",2000,4400,7500,"M",{"$f":"-RA","v":{"$error":"#NAME?"}},"M","M","M","M","M","M","M","KPHX 241451Z 09009KT 10SM -RA FEW020 FEW044 BKN075 12/11 A2982 RMK AO2 SLP091 VIS LWR E-SE P0001 60006 T01170106 51011"]
["PHX","2019-12-24T08:51:00",53.1,51.1,92.89,90,9,0.02,29.84,1009.8,10,"M","FEW","SCT","OVC","M",2000,3600,6000,"M",{"$f":"-RA","v":{"$error":"#NAME?"}},"M","M","M","M","M","M","M","KPHX 241551Z 09009KT 10SM -RA FEW020 SCT036 OVC060 12/11 A2984 RMK AO2 SLP098 VIS LWR W-NW P0002 T01170106"]
["PHX","2019-12-24T09:51:00",54,50,86.29,100,12,0.02,29.83,1009.5,10,"M","FEW","BKN","OVC","M",3300,6000,7500,"M","M","M","M","M","M","M","M","M","KPHX 241651Z 10012KT 10SM FEW033 BKN060 OVC075 12/10 A2983 RMK AO2 RAE42 SLP095 P0002 T01220100"]
["PHX","2019-12-24T10:51:00",54,50,86.29,120,14,"T",29.81,1008.8,10,"M","FEW","BKN","OVC","M",1500,4300,5500,"M","M","M","M","M","M","M","M","M","KPHX 241751Z 12014KT 10SM FEW015 BKN043 OVC055 12/10 A2981 RMK AO2 RAB07E22 SLP088 P0000 60010 T01220100 10128 20111 58003"]
["PHX","2019-12-24T11:51:00",55,50,83.2,130,8,"T",29.78,1007.9,10,"M","FEW","BKN","OVC","M",2600,8000,12000,"M",{"$f":"-RA","v":{"$error":"#NAME?"}},"M","M","M","M","M","M","M","KPHX 241851Z 13008KT 10SM -RA FEW026 BKN080 OVC120 13/10 A2978 RMK AO2 RAB44 SLP079 P0000 T01280100"]
["PHX","2019-12-24T12:51:00",54,51.1,89.88,160,11,"T",29.74,1006.5,10,17,"FEW","SCT","OVC","M",2000,4100,7000,"M",{"$f":"-RA","v":{"$error":"#NAME?"}},"M","M","M","M","M","M","M","KPHX 241951Z 16011G17KT 10SM -RA FEW020 SCT041 OVC070 12/11 A2974 RMK AO2 RAE13B46 SLP065 P0000 T01220106"]
["PHX","2019-12-24T13:51:00",55.9,51.1,83.88,150,9,"T",29.73,1006,10,"M","FEW","BKN","OVC","M",2000,4700,7000,"M","M","M","M","M","M","M","M","M","KPHX 242051Z 15009KT 10SM FEW020 BKN047 OVC070 13/11 A2973 RMK AO2 RAE01 SLP060 VIS LWR N-NE AND SE P0000 60000 T01330106 56027"]
["PHX","2019-12-24T14:51:00",57,50,77.38,150,10,0,29.72,1005.8,10,"M","SCT","BKN","BKN","M",1600,4200,5500,"M","M","M","M","M","M","M","M","M","KPHX 242151Z 15010KT 10SM SCT016 BKN042 BKN055 14/10 A2972 RMK AO2 SLP058 T01390100"]
["PHX","2019-12-24T15:51:00",57,50,77.38,150,9,0,29.73,1006.2,10,"M","FEW","SCT","BKN","M",1900,2500,3300,"M","M","M","M","M","M","M","M","M","KPHX 242251Z 15009KT 10SM FEW019 SCT025 BKN033 14/10 A2973 RMK AO2 SLP062 T01390100"]
["PHX","2019-12-24T16:51:00",57,52,83.33,160,7,"T",29.76,1007,10,"M","FEW","BKN","BKN","M",1300,3900,5000,"M","VCTS","M","M","M","M","M","M","M","KPHX 242351Z 16007KT 10SM VCTS FEW013 BKN039 BKN050 14/11 A2976 RMK AO2 RAB34E44 SLP070 P0000 60000 T01390111 10150 20122 53010"]
["PHX","2019-12-24T17:06:00",57,52,83.33,160,6,0,29.77,"M",10,"M","BKN","BKN","BKN","M",3300,4000,10000,"M","M","M","M","M","M","M","M","M","KPHX 250006Z 16006KT 10SM BKN033 BKN040 BKN100 14/11 A2977 RMK AO2 T01390111"]
["PHX","2019-12-24T17:13:00",55.9,52,86.71,140,7,0,29.77,"M",10,"M","FEW","BKN","BKN","M",1900,2200,4000,"M","M","M","M","M","M","M","M","M","KPHX 250013Z 14007KT 10SM FEW019 BKN022 BKN040 13/11 A2977 RMK AO2 T01330111"]
["PHX","2019-12-24T17:51:00",55.9,52,86.71,160,5,0,29.78,1007.7,10,"M","FEW","BKN","BKN","M",1400,2500,3500,"M","M","M","M","M","M","M","M","M","KPHX 250051Z 16005KT 10SM FEW014 BKN025 BKN035 13/11 A2978 RMK AO2 SLP077 T01330111"]
["PHX","2019-12-24T18:39:00",55.9,51.1,83.88,0,0,0,29.8,"M",10,"M","FEW","SCT","BKN","M",1800,2600,3400,"M","M","M","M","M","M","M","M","M","KPHX 250139Z 00000KT 10SM FEW018 SCT026 BKN034 13/11 A2980 RMK AO2 T01330106"]
["PHX","2019-12-24T18:51:00",55.9,51.1,83.88,0,0,0,29.8,1008.5,10,"M","FEW","SCT","SCT","M",1800,3200,4100,"M","M","M","M","M","M","M","M","M","KPHX 250151Z 00000KT 10SM FEW018 SCT032 SCT041 13/11 A2980 RMK AO2 LTG DSNT NE SLP085 T01330106"]
["PHX","2019-12-24T19:44:00",55,51.1,86.66,160,4,0,29.81,"M",10,"M","SCT","BKN","BKN","M",1900,2700,4000,"M","M","M","M","M","M","M","M","M","KPHX 250244Z 16004KT 10SM SCT019 BKN027 BKN040 13/11 A2981 RMK AO2 T01280106"]
["PHX","2019-12-24T19:51:00",55,51.1,86.66,160,3,0,29.81,1008.8,10,"M","SCT","BKN","BKN","M",1900,2700,32000,"M","M","M","M","M","M","M","M","M","KPHX 250251Z 16003KT 10SM SCT019 BKN027 BKN320 13/11 A2981 RMK AO2 SLP088 T01280106 51017"]
["PHX","2019-12-24T20:48:00",55.9,48.9,77.28,0,0,0,29.83,"M",10,"M","FEW","BKN","OVC","M",1900,3000,13000,"M","M","M","M","M","M","M","M","M","KPHX 250348Z 00000KT 10SM FEW019 BKN030 OVC130 13/09 A2983 RMK AO2 T01330094"]
["PHX","2019-12-24T20:56:00",55.9,48.9,77.28,240,4,0,29.83,"M",10,"M","FEW","BKN","OVC","M",1900,3000,13000,"M","M","M","M","M","M","M","M","M","KPHX 250356Z 24004KT 10SM FEW019 BKN030 OVC130 13/09 A2983 RMK AO2 T01330094"]
["PHX","2019-12-24T21:51:00",55.9,46.9,71.69,270,5,0,29.84,1010,10,"M","FEW","SCT","BKN","M",1900,3000,13000,"M","M","M","M","M","M","M","M","M","KPHX 250451Z 27005KT 10SM FEW019 SCT030 BKN130 13/08 A2984 RMK AO2 SLP100 T01330083"]
["PHX","2019-12-24T22:51:00",53.1,50,89.18,110,3,0,29.85,1010.3,10,"M","SCT","SCT","BKN","M",3000,13000,25000,"M","M","M","M","M","M","M","M","M","KPHX 250551Z 11003KT 10SM SCT030 SCT130 BKN250 12/10 A2985 RMK AO2 SLP103 T01170100 10150 20117 53017"]
["PHX","2019-12-24T23:51:00",54,46,74.26,250,5,0,29.87,1010.7,10,"M","SCT","BKN","BKN","M",3000,13000,25000,"M","M","M","M","M","M","M","M","M","KPHX 250651Z 25005KT 10SM SCT030 BKN130 BKN250 12/08 A2987 RMK AO2 SLP107 T01220078 401500111"]
["PHX","2019-12-25T00:51:00",52,48,86.17,110,3,0,29.87,1010.8,10,"M","BKN","BKN","BKN","M",3000,13000,25000,"M","M","M","M","M","M","M","M","M","KPHX 250751Z 11003KT 10SM BKN030 BKN130 BKN250 11/09 A2987 RMK AO2 SLP108 T01110089"]
["PHX","2019-12-25T01:51:00",51.1,45,79.54,90,3,0,29.87,1011,10,"M","BKN","BKN","M","M",5000,13000,"M","M","M","M","M","M","M","M","M","M","KPHX 250851Z 09003KT 10SM BKN050 BKN130 11/07 A2987 RMK AO2 SLP110 T01060072 51007"]
["PHX","2019-12-25T02:51:00",50,46,86.06,80,6,0,29.88,1011.2,10,"M","FEW","BKN","BKN","M",6000,17000,19000,"M","M","M","M","M","M","M","M",47.21,"KPHX 250951Z 08006KT 10SM FEW060 BKN170 BKN190 10/08 A2988 RMK AO2 SLP112 T01000078"]
["PHX","2019-12-25T03:51:00",50,46,86.06,120,7,0,29.89,1011.5,10,"M","FEW","BKN","BKN","BKN",5000,9000,17000,19000,"M","M","M","M","M","M","M",46.72,"KPHX 251051Z 12007KT 10SM FEW050 BKN090 BKN170 BKN190 10/08 A2989 RMK AO2 SLP115 T01000078"]
["PHX","2019-12-25T04:51:00",50,46,86.06,80,6,0,29.89,1011.5,10,"M","FEW","BKN","BKN","BKN",5000,9000,17000,19000,"M","M","M","M","M","M","M",47.21,"KPHX 251151Z 08006KT 10SM FEW050 BKN090 BKN170 BKN190 10/08 A2989 RMK AO2 SLP115 70010 T01000078 10122 20094 51005"]
["PHX","2019-12-25T05:51:00",50,46.9,89.04,50,5,"T",29.89,1011.7,10,"M","FEW","BKN","OVC","M",4800,6000,19000,"M",{"$f":"-RA","v":{"$error":"#NAME?"}},"M","M","M","M","M","M",47.77,"KPHX 251251Z 05005KT 10SM -RA FEW048 BKN060 OVC190 10/08 A2989 RMK AO2 RAB27 SLP117 P0000 T01000083"]
["PHX","2019-12-25T06:51:00",48.9,48,96.69,80,3,0.03,29.92,1012.6,5,"M","FEW","BKN","OVC","M",3000,4100,4900,"M",{"$f":"+RA BR","v":{"$error":"#NAME?"}},"M","M","M","M","M","M",48.01,"KPHX 251351Z 08003KT 5SM +RA BR FEW030 BKN041 OVC049 09/09 A2992 RMK AO2 SLP126 VIS LWR E-SE P0003 T00940089"]
["PHX","2019-12-25T07:51:00",50,46,86.06,0,0,0.07,29.93,1013,10,"M","FEW","SCT","BKN","OVC",1000,3700,5500,15000,{"$f":"-RA","v":{"$error":"#NAME?"}},"M","M","M","M","M","M","M","KPHX 251451Z 00000KT 10SM -RA FEW010 SCT037 BKN055 OVC150 10/08 A2993 RMK AO2 SLP130 P0007 60010 T01000078 53013"]
["PHX","2019-12-25T08:51:00",50,46.9,89.04,220,4,0.04,29.95,1013.7,9,"M","FEW","BKN","OVC","M",1500,5000,7000,"M",{"$f":"-RA","v":{"$error":"#NAME?"}},"M","M","M","M","M","M",48.44,"KPHX 251551Z 22004KT 9SM -RA FEW015 BKN050 OVC070 10/08 A2995 RMK AO2 SLP137 P0004 T01000083"]
["PHX","2019-12-25T09:51:00",50,46,86.06,350,5,0.06,29.96,1014.1,10,"M","FEW","SCT","OVC","M",1500,4500,6500,"M",{"$f":"-RA","v":{"$error":"#NAME?"}},"M","M","M","M","M","M",47.77,"KPHX 251651Z 35005KT 10SM -RA FEW015 SCT045 OVC065 10/08 A2996 RMK AO2 LTG DSNT E SLP141 P0006 T01000078"]
["PHX","2019-12-25T10:51:00",50,46,86.06,50,5,0.01,29.98,1014.6,10,"M","FEW","BKN","BKN","M",2000,3900,6000,"M",{"$f":"-RA","v":{"$error":"#NAME?"}},"M","M","M","M","M","M",47.77,"KPHX 251751Z 05005KT 10SM -RA FEW020 BKN039 BKN060 10/08 A2998 RMK AO2 SLP146 VIS LWR N-E P0001 60021 T01000078 10100 20089 51015"]
["PHX","2019-12-25T11:51:00",50,46.9,89.04,110,9,0.01,29.96,1014.1,10,"M","FEW","SCT","BKN","M",1100,4900,7000,"M","M","M","M","M","M","M","M",45.9,"KPHX 251851Z 11009KT 10SM FEW011 SCT049 BKN070 10/08 A2996 RMK AO2 RAE07 SLP141 P0001 T01000083"]
["PHX","2019-12-25T12:02:00",50,46.9,89.04,100,9,0,29.96,"M",10,"M","FEW","FEW","BKN","M",900,4900,7000,"M","M","M","M","M","M","M","M",45.9,"KPHX 251902Z 10009KT 10SM FEW009 FEW049 BKN070 10/08 A2996 RMK AO2 T01000083"]
["PHX","2019-12-25T12:51:00",52,46,79.92,90,9,0,29.93,1013.2,10,"M","SCT","SCT","BKN","M",1300,7000,9000,"M","M","M","M","M","M","M","M","M","KPHX 251951Z 09009KT 10SM SCT013 SCT070 BKN090 11/08 A2993 RMK AO2 SLP132 T01110078"]
["PHX","2019-12-25T13:51:00",54,46,74.26,120,3,0,29.93,1013,10,"M","BKN","BKN","M","M",1800,7500,"M","M","M","M","M","M","M","M","M","M","KPHX 252051Z 12003KT 10SM BKN018 BKN075 12/08 A2993 RMK AO2 SLP130 60001 T01220078 56016"]
["PHX","2019-12-25T14:14:00",55,46,71.6,70,4,0,29.93,"M",10,"M","SCT","SCT","BKN","M",2100,2600,7500,"M","M","M","M","M","M","M","M","M","KPHX 252114Z 07004KT 10SM SCT021 SCT026 BKN075 13/08 A2993 RMK AO2 T01280078"]
["PHX","2019-12-25T14:51:00",55.9,44.1,64.47,110,3,0,29.92,1012.8,10,"M","FEW","SCT","BKN","M",2100,2600,7500,"M","M","M","M","M","M","M","M","M","KPHX 252151Z 11003KT 10SM FEW021 SCT026 BKN075 13/07 A2992 RMK AO2 SLP128 T01330067"]
["PHX","2019-12-25T15:51:00",55,43,63.86,90,5,0,29.93,1012.9,10,"M","FEW","SCT","BKN","M",2100,2600,7500,"M","M","M","M","M","M","M","M","M","KPHX 252251Z 09005KT 10SM FEW021 SCT026 BKN075 13/06 A2993 RMK AO2 SLP129 T01280061"]
["PHX","2019-12-25T16:51:00",55.9,41,57.23,0,0,0,29.94,1013.4,10,"M","FEW","SCT","BKN","BKN",2600,6500,20000,27000,"M","M","M","M","M","M","M","M","KPHX 252351Z 00000KT 10SM FEW026 SCT065 BKN200 BKN270 13/05 A2994 RMK AO2 SLP134 60001 T01330050 10139 20100 53004"]
["PHX","2019-12-25T17:51:00",54,43,66.24,70,6,0,29.94,1013.4,10,"M","FEW","FEW","BKN","BKN",2600,6500,20000,27000,"M","M","M","M","M","M","M","M","KPHX 260051Z 07006KT 10SM FEW026 FEW065 BKN200 BKN270 12/06 A2994 RMK AO2 SLP134 T01220061"]
["PHX","2019-12-25T18:51:00",52,44.1,74.35,100,5,0,29.95,1013.6,10,"M","FEW","SCT","SCT","M",2600,20000,27000,"M","M","M","M","M","M","M","M","M","KPHX 260151Z 10005KT 10SM FEW026 SCT200 SCT270 11/07 A2995 RMK AO2 SLP136 T01110067"]
["PHX","2019-12-25T19:51:00",51.1,44.1,76.86,90,5,0,29.95,1013.9,10,"M","FEW","SCT","M","M",2600,20000,"M","M","M","M","M","M","M","M","M","M","KPHX 260251Z 09005KT 10SM FEW026 SCT200 11/07 A2995 RMK AO2 SLP139 T01060067 53003"]
["PHX","2019-12-25T20:51:00",50,44.1,80.06,90,5,0,29.96,1014,10,"M","FEW","M","M","M",20000,"M","M","M","M","M","M","M","M","M","M",47.77,"KPHX 260351Z 09005KT 10SM FEW200 10/07 A2996 RMK AO2 SLP140 T01000067"]
["PHX","2019-12-25T21:51:00",48.9,43,79.98,100,4,0,29.96,1014.2,10,"M","CLR","M","M","M","M","M","M","M","M","M","M","M","M","M","M",47.16,"KPHX 260451Z 10004KT 10SM CLR 09/06 A2996 RMK AO2 SLP142 T00940061"]
["PHX","2019-12-25T22:51:00",46.9,43,86.21,0,0,0,29.98,1014.9,10,"M","CLR","M","M","M","M","M","M","M","M","M","M","M","M","M","M","M","KPHX 260551Z 00000KT 10SM CLR 08/06 A2998 RMK AO2 SLP149 T00830061 10133 20083 53008"]
["PHX","2019-12-25T23:51:00",46.9,42.1,83.28,90,3,0,29.97,1014.5,10,"M","FEW","M","M","M",12000,"M","M","M","M","M","M","M","M","M","M",45.72,"KPHX 260651Z 09003KT 10SM FEW120 08/06 A2997 RMK AO2 SLP145 T00830056 401390078"]
["PHX","2019-12-26T00:51:00",46,41,82.58,70,3,0,29.96,1014.2,10,"M","FEW","M","M","M",12000,"M","M","M","M","M","M","M","M","M","M",44.69,"KPHX 260751Z 07003KT 10SM FEW120 08/05 A2996 RMK AO2 SLP142 T00780050"]
["PHX","2019-12-26T01:51:00",46,39.9,79.13,70,4,0,29.95,1013.7,10,"M","FEW","M","M","M",12000,"M","M","M","M","M","M","M","M","M","M",43.77,"KPHX 260851Z 07004KT 10SM FEW120 08/04 A2995 RMK AO2 SLP137 T00780044 57010"]
["PHX","2019-12-26T02:51:00",46,39,76.4,100,4,0,29.94,1013.4,10,"M","SCT","BKN","M","M",4000,9000,"M","M","M","M","M","M","M","M","M",43.77,"KPHX 260951Z 10004KT 10SM SCT040 BKN090 08/04 A2994 RMK AO2 SLP134 T00780039"]
["PHX","2019-12-26T03:51:00",46.9,39.9,76.48,0,0,0,29.93,1013.3,10,"M","BKN","M","M","M",5000,"M","M","M","M","M","M","M","M","M","M","M","KPHX 261051Z 00000KT 10SM BKN050 08/04 A2993 RMK AO2 SLP133 T00830044"]
["PHX","2019-12-26T04:51:00",46.9,37.9,70.73,80,6,0,29.91,1012.4,10,"M","SCT","BKN","M","M",5000,25000,"M","M","M","M","M","M","M","M","M",43.48,"KPHX 261151Z 08006KT 10SM SCT050 BKN250 08/03 A2991 RMK AO2 SLP124 70022 T00830033 10089 20072 58011"]
["PHX","2019-12-26T05:51:00",45,39,79.36,0,0,0,29.91,1012.4,10,"M","SCT","SCT","M","M",5000,25000,"M","M","M","M","M","M","M","M","M","M","KPHX 261251Z 00000KT 10SM SCT050 SCT250 07/04 A2991 RMK AO2 SLP124 T00720039"]
["PHX","2019-12-26T06:51:00",45,37.9,76.01,0,0,0,29.9,1012.1,10,"M","FEW","SCT","M","M",5000,25000,"M","M","M","M","M","M","M","M","M","M","KPHX 261351Z 00000KT 10SM FEW050 SCT250 07/03 A2990 RMK AO2 SLP121 T00720033 $"]
["PHX","2019-12-26T07:51:00",46,37.9,73.18,0,0,0,29.9,1012.3,10,"M","FEW","SCT","M","M",6000,23000,"M","M","M","M","M","M","M","M","M","M","KPHX 261451Z 00000KT 10SM FEW060 SCT230 08/03 A2990 RMK AO2 SLP123 T00780033 55003"]
["PHX","2019-12-26T08:51:00",46.9,39,73.85,140,5,0,29.91,1012.5,10,"M","FEW","SCT","BKN","M",6000,22000,25000,"M","M","M","M","M","M","M","M",44.09,"KPHX 261551Z 14005KT 10SM FEW060 SCT220 BKN250 08/04 A2991 RMK AO2 SLP125 T00830039"]
["PHX","2019-12-26T09:51:00",51.1,39,63.12,80,9,0,29.92,1012.7,10,"M","FEW","SCT","BKN","M",6000,22000,25000,"M","M","M","M","M","M","M","M","M","KPHX 261651Z 08009KT 10SM FEW060 SCT220 BKN250 11/04 A2992 RMK AO2 SLP127 T01060039"]
["PHX","2019-12-26T10:51:00",55,41,59.13,100,8,0,29.9,1012.2,10,"M","FEW","SCT","BKN","M",6000,20000,25000,"M","M","M","M","M","M","M","M","M","KPHX 261751Z 10008KT 10SM FEW060 SCT200 BKN250 13/05 A2990 RMK AO2 SLP122 T01280050 10128 20067 58001"]
["PHX","2019-12-26T11:51:00",57.9,41,53.24,100,5,0,29.87,1011,10,"M","FEW","BKN","BKN","M",6000,13000,25000,"M","M","M","M","M","M","M","M","M","KPHX 261851Z 10005KT 10SM FEW060 BKN130 BKN250 14/05 A2987 RMK AO2 SLP110 T01440050"]
["PHX","2019-12-26T12:51:00",60.1,42.1,51.35,130,8,0,29.84,1009.8,10,"M","FEW","BKN","BKN","M",6000,13000,25000,"M","M","M","M","M","M","M","M","M","KPHX 261951Z 13008KT 10SM FEW060 BKN130 BKN250 16/06 A2984 RMK AO2 SLP098 T01560056"]
["PHX","2019-12-26T13:51:00",59,42.1,53.4,190,6,0,29.82,1009.2,10,"M","FEW","BKN","BKN","M",6000,13000,25000,"M","M","M","M","M","M","M","M","M","KPHX 262051Z 19006KT 10SM FEW060 BKN130 BKN250 15/06 A2982 RMK AO2 SLP092 T01500056 56027"]
["PHX","2019-12-26T14:51:00",59,41,51.18,210,3,0,29.79,1008.4,10,"M","FEW","BKN","BKN","BKN",7500,12000,21000,27000,"M","M","M","M","M","M","M","M","KPHX 262151Z 21003KT 10SM FEW075 BKN120 BKN210 BKN270 15/05 A2979 RMK AO2 SLP084 T01500050"]
["PHX","2019-12-26T15:51:00",59,39,47.35,210,4,0,29.79,1008.4,10,"M","FEW","SCT","BKN","BKN",6000,7500,11000,21000,"M","M","M","M","M","M","M","M","KPHX 262251Z 21004KT 10SM FEW060 SCT075 BKN110 BKN210 BKN270 15/04 A2979 RMK AO2 SLP084 T01500039"]
["PHX","2019-12-26T16:51:00",59,37,43.78,280,5,0,29.79,1008.2,10,"M","FEW","BKN","BKN","M",8000,11000,21000,"M","M","M","M","M","M","M","M","M","KPHX 262351Z 28005KT 10SM FEW080 BKN110 BKN210 15/03 A2979 RMK AO2 SLP082 T01500028 10161 20128 56010"]
["PHX","2019-12-26T17:51:00",57,39,50.88,350,7,0,29.81,1009,10,17,"FEW","FEW","OVC","M",2000,6000,9500,"M","M","M","M","M","M","M","M","M","KPHX 270051Z 35007G17KT 10SM FEW020 FEW060 OVC095 14/04 A2981 RMK AO2 SLP090 T01390039"]
["PHX","2019-12-26T18:51:00",50,44.1,80.06,260,13,0,29.85,1010.5,10,24,"FEW","SCT","BKN","M",2000,8000,10000,"M","M","M","M","M",27,270,"2019-12-26T18:20:00",44.63,"KPHX 270151Z 26013G24KT 10SM FEW020 SCT080 BKN100 10/07 A2985 RMK AO2 PK WND 27027/0120 PRESRR SLP105 T01000067"]
["PHX","2019-12-26T19:51:00",48.9,45,86.33,310,9,"T",29.86,1011,10,"M","SCT","OVC","M","M",1100,5500,"M","M",{"$f":"-RA","v":{"$error":"#NAME?"}},"M","M","M","M","M","M",44.53,"KPHX 270251Z 31009KT 10SM -RA SCT011 OVC055 09/07 A2986 RMK AO2 RAB0154 SLP110 P0000 60000 T00940072 51024"]
["PHX","2019-12-26T20:51:00",48.9,44.1,83.42,90,13,0.07,29.83,1009.7,7,"M","SCT","OVC","M","M",1100,4400,"M","M","RA","M","M","M","M","M","M",43.22,"KPHX 270351Z 09013KT 7SM RA SCT011 OVC044 09/07 A2983 RMK AO2 PRESFR SLP097 P0007 T00940067"]
["PHX","2019-12-26T21:09:00",48.9,44.1,83.42,110,15,0.01,29.83,"M",10,23,"SCT","BKN","OVC","M",1100,4800,7000,"M",{"$f":"-RA","v":{"$error":"#NAME?"}},"M","M","M","M","M","M",42.69,"KPHX 270409Z 11015G23KT 10SM -RA SCT011 BKN048 OVC070 09/07 A2983 RMK AO2 WSHFT 0349 P0001 T00940067"]
["PHX","2019-12-26T21:51:00",48,44.1,86.28,120,14,0.05,29.83,1009.8,4,"M","FEW","OVC","M","M",1100,4600,"M","M","RA BR","M","M","M",31,160,"2019-12-26T21:36:00",41.79,"KPHX 270451Z 12014KT 4SM RA BR FEW011 OVC046 09/07 A2983 RMK AO2 PK WND 16031/0436 WSHFT 0349 SLP098 P0005 T00890067"]
["PHX","2019-12-26T22:06:00",48,44.1,86.28,110,18,0.01,29.82,"M",10,22,"FEW","BKN","OVC","M",1100,4600,7500,"M",{"$f":"-RA","v":{"$error":"#NAME?"}},"M","M","M","M","M","M",40.81,"KPHX 270506Z 11018G22KT 10SM -RA FEW011 BKN046 OVC075 09/07 A2982 RMK AO2 WSHFT 0446 P0001 T00890067"]
["PHX","2019-12-26T22:51:00",48,44.1,86.28,100,17,0.01,29.81,1009,10,"M","FEW","BKN","OVC","M",1100,4600,6500,"M",{"$f":"-RA","v":{"$error":"#NAME?"}},"M","M","M","M","M","M",41.04,"KPHX 270551Z 10017KT 10SM -RA FEW011 BKN046 OVC065 09/07 A2981 RMK AO2 WSHFT 0446 RAE22B51 SLP090 P0001 60013 T00890067 10150 20089 56017"]
["PHX","2019-12-26T23:51:00",48,44.1,86.28,170,6,"T",29.85,1010.1,10,"M","SCT","BKN","OVC","M",1500,5500,7000,"M","M","M","M","M","M","M","M",44.8,"KPHX 270651Z 17006KT 10SM SCT015 BKN055 OVC070 09/07 A2985 RMK AO2 RAE09 SLP101 P0000 T00890067 401610067"]
["PHX","2019-12-27T00:51:00",48,44.1,86.28,110,8,0,29.84,1009.9,10,"M","SCT","BKN","BKN","M",1500,6000,12000,"M","M","M","M","M","M","M","M",43.82,"KPHX 270751Z 11008KT 10SM SCT015 BKN060 BKN120 09/07 A2984 RMK AO2 SLP099 T00890067"]
["PHX","2019-12-27T01:51:00",48,44.1,86.28,80,7,0,29.82,1009.2,10,"M","FEW","SCT","BKN","M",1200,2000,7000,"M","M","M","M","M","M","M","M",44.28,"KPHX 270851Z 08007KT 10SM FEW012 SCT020 BKN070 09/07 A2982 RMK AO2 SLP092 60000 T00890067 50003 $"]
["PHX","2019-12-27T02:51:00",48,43,82.72,110,5,0,29.81,1008.9,10,"M","FEW","BKN","OVC","M",1800,4600,5500,"M","M","M","M","M","M","M","M",45.4,"KPHX 270951Z 11005KT 10SM FEW018 BKN046 OVC055 09/06 A2981 RMK AO2 SLP089 T00890061 $"]
["PHX","2019-12-27T03:51:00",48,43,82.72,90,3,"T",29.81,1008.7,10,"M","FEW","SCT","OVC","M",1000,2100,4400,"M",{"$f":"-RA","v":{"$error":"#NAME?"}},"M","M","M","M","M","M",46.98,"KPHX 271051Z 09003KT 10SM -RA FEW010 SCT021 OVC044 09/06 A2981 RMK AO2 RAB43 SLP087 P0000 T00890061 $"]
["PHX","2019-12-27T04:51:00",46.9,43,86.21,120,5,0.01,29.8,1008.7,10,"M","FEW","SCT","OVC","M",1800,2100,3900,"M","M","M","M","M","M","M","M",44.09,"KPHX 271151Z 12005KT 10SM FEW018 SCT021 OVC039 08/06 A2980 RMK AO2 RAE1052B17E49 SLP087 P0001 60001 70014 T00830061 10089 20083 56006 $"]
["PHX","2019-12-27T05:51:00",48,42.1,79.91,90,3,0,29.8,1008.7,10,"M","FEW","BKN","BKN","M",2100,4200,5500,"M","M","M","M","M","M","M","M",46.98,"KPHX 271251Z 09003KT 10SM FEW021 BKN042 BKN055 09/06 A2980 RMK AO2 SLP087 T00890056 $"]
["PHX","2019-12-27T06:51:00",48,43,82.72,90,3,"T",29.81,1009.2,10,"M","FEW","BKN","BKN","M",3600,5500,6500,"M","M","M","M","M","M","M","M",46.98,"KPHX 271351Z 09003KT 10SM FEW036 BKN055 BKN065 09/06 A2981 RMK AO2 RAB14E39 SLP092 P0000 T00890061 $"]
["PHX","2019-12-27T07:51:00",48,43,82.72,80,6,0,29.82,1009.6,10,"M","FEW","BKN","OVC","M",2800,3800,5500,"M","M","M","M","M","M","M","M",44.8,"KPHX 271451Z 08006KT 10SM FEW028 BKN038 OVC055 09/06 A2982 RMK AO2 SLP096 60000 T00890061 53007"]
["PHX","2019-12-27T08:51:00",48,43,82.72,100,5,0,29.84,1010.1,10,"M","FEW","SCT","OVC","M",3100,4100,6000,"M","M","M","M","M","M","M","M",45.4,"KPHX 271551Z 10005KT 10SM FEW031 SCT041 OVC060 09/06 A2984 RMK AO2 SLP101 T00890061"]
["PHX","2019-12-27T09:09:00",48,44.1,86.28,90,5,0,29.84,"M",10,"M","FEW","BKN","OVC","M",2000,2700,4100,"M","M","M","M","M","M","M","M",45.4,"KPHX 271609Z 09005KT 10SM FEW020 BKN027 OVC041 09/07 A2984 RMK AO2 T00890067"]
["PHX","2019-12-27T09:51:00",46.9,43,86.21,120,6,0,29.86,1010.8,10,"M","BKN","OVC","M","M",1600,2500,"M","M","M","M","M","M","M","M","M",43.48,"KPHX 271651Z 12006KT 10SM BKN016 OVC025 08/06 A2986 RMK AO2 SLP108 VIS LWR NE-E T00830061"]
["PHX","2019-12-27T10:25:00",46.9,44.1,89.92,160,6,"T",29.87,"M",10,"M","SCT","SCT","OVC","M",1600,2600,3700,"M",{"$f":"-RA","v":{"$error":"#NAME?"}},"M","M","M","M","M","M",43.48,"KPHX 271725Z 16006KT 10SM -RA SCT016 SCT026 OVC037 08/07 A2987 RMK AO2 RAB01 VIS LWR N-NE P0000 T00830067"]
["PHX","2019-12-27T10:51:00",46.9,45,93.06,160,4,0.02,29.87,1011.1,9,"M","SCT","OVC","M","M",1100,3700,"M","M",{"$error":"#NAME?"},"M","M","M","M","M","M",44.82,"KPHX 271751Z 16004KT 9SM -RA SCT011 OVC037 08/07 A2987 RMK AO2 RAB01 SLP111 P0002 60002 T00830072 10094 20083 51015"]
["PHX","2019-12-27T11:14:00",46.9,44.1,89.92,"M",4,"T",29.87,"M",10,"M","SCT","BKN","OVC","M",900,1600,3600,"M",{"$error":"#NAME?"},"M","M","M","M","M","M",44.82,"KPHX 271814Z VRB04KT 10SM -RA SCT009 BKN016 OVC036 08/07 A2987 RMK AO2 VIS LWR NW-NE P0000 T00830067"]
["PHX","2019-12-27T11:44:00",46.9,44.1,89.92,140,4,0.02,29.86,"M",9,"M","FEW","SCT","OVC","M",900,1600,4400,"M",{"$error":"#NAME?"},"M","M","M","M","M","M",44.82,"KPHX 271844Z 14004KT 9SM -RA FEW009 SCT016 OVC044 08/07 A2986 RMK AO2 P0002 T00830067"]
["PHX","2019-12-27T11:51:00",46.9,44.1,89.92,140,4,0.03,29.86,1010.7,9,"M","FEW","SCT","OVC","M",900,1600,4400,"M",{"$error":"#NAME?"},"M","M","M","M","M","M",44.82,"KPHX 271851Z 14004KT 9SM -RA FEW009 SCT016 OVC044 08/07 A2986 RMK AO2 SLP107 P0003 T00830067"]
["PHX","2019-12-27T12:51:00",48,45,89.29,130,3,0.02,29.83,1009.9,10,"M","SCT","BKN","OVC","M",900,3600,5500,"M",{"$error":"#NAME?"},"M","M","M","M","M","M",46.98,"KPHX 271951Z 13003KT 10SM -RA SCT009 BKN036 OVC055 09/07 A2983 RMK AO2 SLP099 P0002 T00890072"]
["PHX","2019-12-27T13:28:00",48,44.1,86.28,0,0,"T",29.83,"M",10,"M","SCT","BKN","OVC","M",900,2800,7000,"M","M","M","M","M","M","M","M","M","KPHX 272028Z 00000KT 10SM SCT009 BKN028 OVC070 09/07 A2983 RMK AO2 RAE00 P0000 T00890067"]
["PHX","2019-12-27T13:51:00",48,44.1,86.28,230,4,"T",29.83,1009.7,10,"M","FEW","SCT","OVC","M",900,2600,5500,"M",{"$f":"-RA","v":{"$error":"#NAME?"}},"M","M","M","M","M","M",46.1,"KPHX 272051Z 23004KT 10SM -RA FEW009 SCT026 OVC055 09/07 A2983 RMK AO2 RAE00B29 SLP097 P0000 60005 T00890067 56013"]
["PHX","2019-12-27T14:51:00",50,44.1,80.06,250,4,0.02,29.84,1010.1,10,"M","FEW","BKN","OVC","M",1300,4800,6000,"M","M","M","M","M","M","M","M",48.44,"KPHX 272151Z 25004KT 10SM FEW013 BKN048 OVC060 10/07 A2984 RMK AO2 RAE46 SLP101 P0002 T01000067"]
["PHX","2019-12-27T15:51:00",50,43,76.76,180,4,0,29.85,1010.6,10,"M","FEW","BKN","BKN","BKN",1600,3800,4900,21000,"M","M","M","M","M","M","M",48.44,"KPHX 272251Z 18004KT 10SM FEW016 BKN038 BKN049 BKN210 10/06 A2985 RMK AO2 SLP106 T01000061"]
["PHX","2019-12-27T16:37:00",50,44.1,80.06,140,6,0,29.86,"M",10,"M","FEW","SCT","BKN","BKN",1500,3500,5500,21000,"M","M","M","M","M","M","M",47.21,"KPHX 272337Z 14006KT 10SM FEW015 SCT035 BKN055 BKN210 BKN270 10/07 A2986 RMK AO2 T01000067"]
["PHX","2019-12-27T16:51:00",50,44.1,80.06,170,6,0,29.86,1011,10,"M","FEW","SCT","BKN","BKN",1500,3500,5500,21000,"M","M","M","M","M","M","M",47.21,"KPHX 272351Z 17006KT 10SM FEW015 SCT035 BKN055 BKN210 BKN270 10/07 A2986 RMK AO2 SLP110 60007 T01000067 10106 20078 51012"]
["PHX","2019-12-27T17:51:00",48.9,44.1,83.42,170,6,0,29.88,1011.5,10,"M","SCT","BKN","BKN","BKN",3600,6000,7000,21000,"M","M","M","M","M","M","M",45.88,"KPHX 280051Z 17006KT 10SM SCT036 BKN060 BKN070 BKN210 BKN270 09/07 A2988 RMK AO2 SLP115 T00940067"]
["PHX","2019-12-27T18:51:00",48.9,44.1,83.42,0,0,0,29.9,1012,10,"M","FEW","SCT","BKN","M",2000,6500,9000,"M","M","M","M","M","M","M","M","M","KPHX 280151Z 00000KT 10SM FEW020 SCT065 BKN090 09/07 A2990 RMK AO2 SLP120 T00940067"]
["PHX","2019-12-27T19:37:00",48.9,44.1,83.42,230,4,0,29.9,"M",10,"M","FEW","SCT","BKN","M",1000,2400,4200,"M","M","M","M","M","M","M","M",47.16,"KPHX 280237Z 23004KT 10SM FEW010 SCT024 BKN042 09/07 A2990 RMK AO2 T00940067"]
["PHX","2019-12-27T19:51:00",48.9,43,79.98,230,4,0,29.9,1012.3,10,"M","FEW","SCT","BKN","M",1000,2400,3900,"M","M","M","M","M","M","M","M",47.16,"KPHX 280251Z 23004KT 10SM FEW010 SCT024 BKN039 09/06 A2990 RMK AO2 SLP123 T00940061 51013"]
["PHX","2019-12-27T20:51:00",50,42.1,74.15,310,4,0,29.91,1012.6,10,"M","FEW","SCT","OVC","M",1000,3900,5500,"M","M","M","M","M","M","M","M",48.44,"KPHX 280351Z 31004KT 10SM FEW010 SCT039 OVC055 10/06 A2991 RMK AO2 SLP126 T01000056"]
["PHX","2019-12-27T21:51:00",48.9,43,79.98,0,0,0,29.91,1012.7,10,"M","FEW","SCT","OVC","M",1000,3700,4700,"M","M","M","M","M","M","M","M","M","KPHX 280451Z 00000KT 10SM FEW010 SCT037 OVC047 09/06 A2991 RMK AO2 SLP127 T00940061"]
["PHX","2019-12-27T22:51:00",48,45,89.29,100,3,0,29.92,1012.8,10,"M","FEW","SCT","OVC","M",1000,2500,4400,"M","M","M","M","M","M","M","M",46.98,"KPHX 280551Z 10003KT 10SM FEW010 SCT025 OVC044 09/07 A2992 RMK AO2 SLP128 T00890072 10100 20089 51005"]
["PHX","2019-12-27T23:51:00",48,44.1,86.28,120,3,0,29.91,1012.6,10,"M","FEW","SCT","BKN","M",1000,2900,3500,"M","M","M","M","M","M","M","M",46.98,"KPHX 280651Z 12003KT 10SM FEW010 SCT029 BKN035 09/07 A2991 RMK AO2 SLP126 T00890067 401060078"]
["PHX","2019-12-28T00:51:00",48,44.1,86.28,0,0,0,29.91,1012.6,10,"M","FEW","BKN","OVC","M",1500,3500,5000,"M","M","M","M","M","M","M","M","M","KPHX 280751Z 00000KT 10SM FEW015 BKN035 OVC050 09/07 A2991 RMK AO2 SLP126 T00890067"]
["PHX","2019-12-28T01:51:00",48.9,42.1,77.26,290,5,0,29.93,1013.1,10,"M","FEW","OVC","M","M",2000,5000,"M","M","M","M","M","M","M","M","M",46.47,"KPHX 280851Z 29005KT 10SM FEW020 OVC050 09/06 A2993 RMK AO2 SLP131 T00940056 53003"]
["PHX","2019-12-28T02:51:00",48,41,76.58,290,5,0,29.93,1013.3,10,"M","FEW","BKN","BKN","M",2000,4500,6000,"M","M","M","M","M","M","M","M",45.4,"KPHX 280951Z 29005KT 10SM FEW020 BKN045 BKN060 09/05 A2993 RMK AO2 SLP133 T00890050"]
["PHX","2019-12-28T03:51:00",46.9,41,79.82,270,5,0,29.93,1013.2,10,"M","FEW","BKN","BKN","M",2000,6000,8000,"M","M","M","M","M","M","M","M",44.09,"KPHX 281051Z 27005KT 10SM FEW020 BKN060 BKN080 08/05 A2993 RMK AO2 SLP132 T00830050"]
["PHX","2019-12-28T04:51:00",46.9,41,79.82,290,4,0,29.92,1012.8,10,"M","FEW","FEW","BKN","M",2000,5000,7500,"M","M","M","M","M","M","M","M",44.82,"KPHX 281151Z 29004KT 10SM FEW020 FEW050 BKN075 08/05 A2992 RMK AO2 SLP128 70009 T00830050 10094 20078 58003"]
["PHX","2019-12-28T05:51:00",46,42.1,86.16,200,3,0,29.93,1013.2,10,"M","FEW","SCT","BKN","M",2000,5500,7500,"M","M","M","M","M","M","M","M",44.69,"KPHX 281251Z 20003KT 10SM FEW020 SCT055 BKN075 08/06 A2993 RMK AO2 SLP132 T00780056"]
["PHX","2019-12-28T06:51:00",45,42.1,89.49,240,4,0,29.94,1013.5,10,"M","FEW","SCT","BKN","M",2000,5500,7500,"M","M","M","M","M","M","M","M",42.6,"KPHX 281351Z 24004KT 10SM FEW020 SCT055 BKN075 07/06 A2994 RMK AO2 SLP135 T00720056"]
["PHX","2019-12-28T07:51:00",44.1,39,82.12,250,5,0,29.95,1013.9,10,"M","FEW","FEW","SCT","M",1000,3500,7500,"M","M","M","M","M","M","M","M",40.77,"KPHX 281451Z 25005KT 10SM FEW010 FEW035 SCT075 07/04 A2995 RMK AO2 SLP139 T00670039 51010"]
["PHX","2019-12-28T08:51:00",46,39,76.4,240,6,0,29.96,1014.3,10,"M","FEW","FEW","FEW","M",1500,3500,7500,"M","M","M","M","M","M","M","M",42.39,"KPHX 281551Z 24006KT 10SM FEW015 FEW035 FEW075 08/04 A2996 RMK AO2 SLP143 T00780039"]
["PHX","2019-12-28T09:51:00",48,36,62.97,270,13,0,29.97,1014.6,10,"M","FEW","FEW","FEW","M",1900,3500,7500,"M","M","M","M","M","M","M","M",42.07,"KPHX 281651Z 27013KT 10SM FEW019 FEW035 FEW075 09/02 A2997 RMK AO2 SLP146 T00890022"]
["PHX","2019-12-28T10:51:00",50,36,58.44,260,11,0,29.97,1014.6,10,"M","FEW","FEW","M","M",3000,5500,"M","M","M","M","M","M","M","M","M",45.21,"KPHX 281751Z 26011KT 10SM FEW030 FEW055 10/02 A2997 RMK AO2 SLP146 T01000022 10100 20067 50007"]
["PHX","2019-12-28T11:51:00",52,35.1,52.36,250,10,0,29.95,1013.6,10,"M","FEW","SCT","M","M",3500,5000,"M","M","M","M","M","M","M","M","M","M","KPHX 281851Z 25010KT 10SM FEW035 SCT050 11/02 A2995 RMK AO2 SLP136 T01110017"]
["PHX","2019-12-28T12:51:00",53.1,33.1,46.42,260,15,0,29.91,1012.5,10,21,"SCT","BKN","M","M",4500,5500,"M","M","M","M","M","M","M","M","M","M","KPHX 281951Z 26015G21KT 10SM SCT045 BKN055 12/01 A2991 RMK AO2 SLP125 T01170006"]
["PHX","2019-12-28T13:51:00",53.1,25,33.34,290,19,0,29.9,1012.1,10,"M","SCT","BKN","M","M",5500,7000,"M","M","M","M","M","M",30,270,"2019-12-28T13:09:00","M","KPHX 282051Z 29019KT 10SM SCT055 BKN070 12/M04 A2990 RMK AO2 PK WND 27030/2009 SLP121 T01171039 56023"]
["PHX","2019-12-28T14:51:00",53.1,24.1,32.11,280,21,0,29.9,1012,10,27,"SCT","BKN","M","M",6000,7000,"M","M","M","M","M","M",27,270,"2019-12-28T14:51:00","M","KPHX 282151Z 28021G27KT 10SM SCT060 BKN070 12/M04 A2990 RMK AO2 PK WND 27027/2151 SLP120 T01171044"]
["PHX","2019-12-28T15:51:00",54,23,29.67,280,22,0,29.92,1012.7,10,"M","FEW","BKN","M","M",6000,8000,"M","M","M","M","M","M",28,270,"2019-12-28T15:21:00","M","KPHX 282251Z 28022KT 10SM FEW060 BKN080 12/M05 A2992 RMK AO2 PK WND 27028/2221 SLP127 T01221050"]
["PHX","2019-12-28T16:51:00",53.1,21,28.18,310,12,0,29.94,1013.5,10,"M","FEW","BKN","M","M",6000,7500,"M","M","M","M","M","M",26,270,"2019-12-28T15:58:00","M","KPHX 282351Z 31012KT 10SM FEW060 BKN075 12/M06 A2994 RMK AO2 PK WND 27026/2258 SLP135 SHRA DSNT E T01171061 10128 20100 53014"]
["PHX","2019-12-28T17:51:00",52,18,25.82,320,14,0,29.97,1014.5,10,"M","FEW","SCT","SCT","SCT",6000,7500,20000,27000,"M","M","M","M","M","M","M","M","KPHX 290051Z 32014KT 10SM FEW060 SCT075 SCT200 SCT270 11/M08 A2997 RMK AO2 SLP145 T01111078"]
["PHX","2019-12-28T18:51:00",50,23,34.39,280,11,0,29.99,1015.4,10,"M","FEW","SCT","M","M",6000,7500,"M","M","M","M","M","M","M","M","M",45.21,"KPHX 290151Z 28011KT 10SM FEW060 SCT075 10/M05 A2999 RMK AO2 SLP154 T01001050"]
["PHX","2019-12-28T19:51:00",48.9,24.1,37.52,280,9,0,30.02,1016.1,10,"M","FEW","M","M","M",7500,"M","M","M","M","M","M","M","M","M","M",44.53,"KPHX 290251Z 28009KT 10SM FEW075 09/M04 A3002 RMK AO2 SLP161 T00941044 51024"]
["PHX","2019-12-28T20:51:00",44.1,30,57.37,230,6,0,30.04,1017.2,10,"M","CLR","M","M","M","M","M","M","M","M","M","M","M","M","M","M",40.1,"KPHX 290351Z 23006KT 10SM CLR 07/M01 A3004 RMK AO2 SLP172 T00671011"]
["PHX","2019-12-28T21:51:00",42.1,30.9,64.24,260,4,0,30.06,1017.7,10,"M","CLR","M","M","M","M","M","M","M","M","M","M","M","M","M","M",39.21,"KPHX 290451Z 26004KT 10SM CLR 06/M01 A3006 RMK AO2 SLP177 T00561006"]
["PHX","2019-12-28T22:51:00",44.1,26.1,48.88,270,6,0,30.08,1018.4,10,"M","CLR","M","M","M","M","M","M","M","M","M","M","M","M","M","M",40.1,"KPHX 290551Z 27006KT 10SM CLR 07/M03 A3008 RMK AO2 SLP184 T00671033 10117 20056 51022"]
["PHX","2019-12-28T23:51:00",41,28,59.55,220,6,0,30.09,1018.7,10,"M","CLR","M","M","M","M","M","M","M","M","M","M","M","M","M","M",36.37,"KPHX 290651Z 22006KT 10SM CLR 05/M02 A3009 RMK AO2 SLP187 T00501022 401280050"]
["PHX","2019-12-29T00:51:00",39.9,28,62.15,230,7,0,30.1,1018.9,10,"M","CLR","M","M","M","M","M","M","M","M","M","M","M","M","M","M",34.41,"KPHX 290751Z 23007KT 10SM CLR 04/M02 A3010 RMK AO2 SLP189 T00441022"]
["PHX","2019-12-29T01:51:00",41,23,48.39,260,4,0,30.1,1019.2,10,"M","CLR","M","M","M","M","M","M","M","M","M","M","M","M","M","M",37.93,"KPHX 290851Z 26004KT 10SM CLR 05/M05 A3010 RMK AO2 SLP192 T00501050 51008"]
["PHX","2019-12-29T02:51:00",39,25,56.86,0,0,0,30.12,1019.8,10,"M","CLR","M","M","M","M","M","M","M","M","M","M","M","M","M","M","M","KPHX 290951Z 00000KT 10SM CLR 04/M04 A3012 RMK AO2 SLP198 T00391039"]
["PHX","2019-12-29T03:51:00",39,27,61.78,70,5,0,30.12,1019.9,10,"M","CLR","M","M","M","M","M","M","M","M","M","M","M","M","M","M",34.71,"KPHX 291051Z 07005KT 10SM CLR 04/M03 A3012 RMK AO2 SLP199 T00391028"]
["PHX","2019-12-29T04:51:00",37.9,28.9,69.73,130,4,0,30.13,1020.3,10,"M","CLR","M","M","M","M","M","M","M","M","M","M","M","M","M","M",34.31,"KPHX 291151Z 13004KT 10SM CLR 03/M02 A3013 RMK AO2 SLP203 T00331017 10067 20028 51009"]
["PHX","2019-12-29T05:51:00",36,28.9,75.15,0,0,0,30.15,1020.9,10,"M","FEW","M","M","M",25000,"M","M","M","M","M","M","M","M","M","M","M","KPHX 291251Z 00000KT 10SM FEW250 02/M02 A3015 RMK AO2 SLP209 T00221017"]
["PHX","2019-12-29T06:51:00",36,30.9,81.53,0,0,0,30.16,1021.4,10,"M","CLR","M","M","M","M","M","M","M","M","M","M","M","M","M","M","M","KPHX 291351Z 00000KT 10SM CLR 02/M01 A3016 RMK AO2 SLP214 T00221006"]
["PHX","2019-12-29T07:51:00",36,30.9,81.53,0,0,0,30.18,1021.9,10,"M","FEW","FEW","M","M",1000,13000,"M","M","M","M","M","M","M","M","M","M","KPHX 291451Z 00000KT 10SM FEW010 FEW130 02/M01 A3018 RMK AO2 SLP219 T00221006 52015"]
["PHX","2019-12-29T08:51:00",37.9,28.9,69.73,90,7,0,30.2,1022.8,10,"M","FEW","FEW","M","M",1500,11000,"M","M","M","M","M","M","M","M","M",31.97,"KPHX 291551Z 09007KT 10SM FEW015 FEW110 03/M02 A3020 RMK AO2 SLP228 T00331017"]
["PHX","2019-12-29T09:51:00",43,28.9,57.21,20,3,0,30.24,1024,10,"M","CLR","M","M","M","M","M","M","M","M","M","M","M","M","M","M",41.26,"KPHX 291651Z 02003KT 10SM CLR 06/M02 A3024 RMK AO2 SLP240 T00611017"]
["PHX","2019-12-29T10:51:00",45,27,49.02,80,6,0,30.25,1024.2,10,"M","FEW","M","M","M",4000,"M","M","M","M","M","M","M","M","M","M",41.19,"KPHX 291751Z 08006KT 10SM FEW040 07/M03 A3025 RMK AO2 SLP242 T00721028 10078 20017 51023"]
["PHX","2019-12-29T11:51:00",46.9,28,47.54,80,7,0,30.21,1022.9,10,"M","FEW","FEW","M","M",4000,25000,"M","M","M","M","M","M","M","M","M",42.94,"KPHX 291851Z 08007KT 10SM FEW040 FEW250 08/M02 A3021 RMK AO2 SLP229 T00831022"]
["PHX","2019-12-29T12:51:00",48.9,28,44.1,90,3,0,30.17,1021.5,10,"M","FEW","FEW","M","M",4500,25000,"M","M","M","M","M","M","M","M","M",48.01,"KPHX 291951Z 09003KT 10SM FEW045 FEW250 09/M02 A3017 RMK AO2 SLP215 T00941022"]
["PHX","2019-12-29T13:51:00",52,27,37.72,120,5,0,30.14,1020.3,10,"M","FEW","SCT","M","M",5500,25000,"M","M","M","M","M","M","M","M","M","M","KPHX 292051Z 12005KT 10SM FEW055 SCT250 11/M03 A3014 RMK AO2 SLP203 T01111028 56037"]
["PHX","2019-12-29T14:51:00",51.1,26.1,37.57,240,3,0,30.14,1020.3,10,"M","FEW","BKN","M","M",5500,25000,"M","M","M","M","M","M","M","M","M","M","KPHX 292151Z 24003KT 10SM FEW055 BKN250 11/M03 A3014 RMK AO2 SLP203 T01061033"]
["PHX","2019-12-29T15:51:00",51.1,26.1,37.57,80,3,0,30.14,1020.4,10,"M","FEW","FEW","BKN","M",5500,16000,25000,"M","M","M","M","M","M","M","M","M","KPHX 292251Z 08003KT 10SM FEW055 FEW160 BKN250 11/M03 A3014 RMK AO2 SLP204 T01061033"]
["PHX","2019-12-29T16:51:00",51.1,27,38.99,0,0,0,30.14,1020.4,10,"M","FEW","FEW","BKN","M",5500,16000,25000,"M","M","M","M","M","M","M","M","M","KPHX 292351Z 00000KT 10SM FEW055 FEW160 BKN250 11/M03 A3014 RMK AO2 SLP204 T01061028 10117 20072 55000"]
["PHX","2019-12-29T17:51:00",50,30,45.93,0,0,0,30.14,1020.5,10,"M","FEW","FEW","SCT","M",5500,18000,25000,"M","M","M","M","M","M","M","M","M","KPHX 300051Z 00000KT 10SM FEW055 FEW180 SCT250 10/M01 A3014 RMK AO2 SLP205 T01001011"]
["PHX","2019-12-29T18:51:00",48,30.9,51.34,0,0,0,30.14,1020.8,10,"M","FEW","BKN","M","M",20000,25000,"M","M","M","M","M","M","M","M","M","M","KPHX 300151Z 00000KT 10SM FEW200 BKN250 09/M01 A3014 RMK AO2 SLP208 T00891006"]
["PHX","2019-12-29T19:51:00",48.9,27,42.32,350,4,0,30.14,1020.5,10,"M","FEW","BKN","M","M",20000,25000,"M","M","M","M","M","M","M","M","M",47.16,"KPHX 300251Z 35004KT 10SM FEW200 BKN250 09/M03 A3014 RMK AO2 SLP205 T00941028 50000"]
["PHX","2019-12-29T20:51:00",46,33.1,60.49,0,0,0,30.13,1020.2,10,"M","FEW","BKN","M","M",18000,25000,"M","M","M","M","M","M","M","M","M","M","KPHX 300351Z 00000KT 10SM FEW180 BKN250 08/01 A3013 RMK AO2 SLP202 T00780006"]
["PHX","2019-12-29T21:51:00",45,32,60.11,80,7,0,30.11,1019.7,10,"M","FEW","BKN","M","M",18000,25000,"M","M","M","M","M","M","M","M","M",40.63,"KPHX 300451Z 08007KT 10SM FEW180 BKN250 07/00 A3011 RMK AO2 SLP197 T00720000"]
["PHX","2019-12-29T22:51:00",45,33.1,62.83,100,4,0,30.11,1019.6,10,"M","SCT","BKN","M","M",18000,25000,"M","M","M","M","M","M","M","M","M",42.6,"KPHX 300551Z 10004KT 10SM SCT180 BKN250 07/01 A3011 RMK AO2 SLP196 T00720006 10106 20067 55007"]
["PHX","2019-12-29T23:51:00",44.1,32,62.21,0,0,0,30.1,1019.1,10,"M","SCT","BKN","M","M",18000,25000,"M","M","M","M","M","M","M","M","M","M","KPHX 300651Z 00000KT 10SM SCT180 BKN250 07/00 A3010 RMK AO2 SLP191 T00670000 401170017"]
["PHX","2019-12-30T00:51:00",41,34,75.94,220,3,0,30.09,1018.8,10,"M","FEW","M","M","M",18000,"M","M","M","M","M","M","M","M","M","M",38.98,"KPHX 300751Z 22003KT 10SM FEW180 05/01 A3009 RMK AO2 SLP188 T00500011"]
["PHX","2019-12-30T01:51:00",41,33.1,73.25,130,3,0,30.07,1018.1,10,"M","SCT","M","M","M",18000,"M","M","M","M","M","M","M","M","M","M",38.98,"KPHX 300851Z 13003KT 10SM SCT180 05/01 A3007 RMK AO2 SLP181 T00500006 58014"]
["PHX","2019-12-30T02:51:00",39.9,32,73.14,90,3,0,30.07,1018.2,10,"M","SCT","M","M","M",18000,"M","M","M","M","M","M","M","M","M","M",37.72,"KPHX 300951Z 09003KT 10SM SCT180 04/00 A3007 RMK AO2 SLP182 T00440000"]
["PHX","2019-12-30T03:51:00",39,32,75.75,0,0,0,30.06,1017.9,10,"M","SCT","M","M","M",18000,"M","M","M","M","M","M","M","M","M","M","M","KPHX 301051Z 00000KT 10SM SCT180 04/00 A3006 RMK AO2 SLP179 T00390000"]
["PHX","2019-12-30T04:51:00",41,32,70.08,100,3,0,30.05,1017.4,10,"M","BKN","M","M","M",16000,"M","M","M","M","M","M","M","M","M","M",38.98,"KPHX 301151Z 10003KT 10SM BKN160 05/00 A3005 RMK AO2 SLP174 T00500000 10072 20039 58008"]
["PHX","2019-12-30T05:51:00",44.1,28,52.86,50,9,0,30.04,1017,10,"M","FEW","BKN","M","M",14000,16000,"M","M","M","M","M","M","M","M","M",38.56,"KPHX 301251Z 05009KT 10SM FEW140 BKN160 07/M02 A3004 RMK AO2 SLP170 T00671022"]
["PHX","2019-12-30T06:51:00",43,28.9,57.21,90,4,0,30.06,1017.7,10,"M","FEW","BKN","M","M",14000,16000,"M","M","M","M","M","M","M","M","M",40.27,"KPHX 301351Z 09004KT 10SM FEW140 BKN160 06/M02 A3006 RMK AO2 SLP177 T00611017"]
["PHX","2019-12-30T07:51:00",42.1,30.9,64.24,0,0,0,30.06,1017.6,10,"M","SCT","BKN","BKN","M",14000,17000,23000,"M","M","M","M","M","M","M","M","M","KPHX 301451Z 00000KT 10SM SCT140 BKN170 BKN230 06/M01 A3006 RMK AO2 SLP176 VIRGA DSNT NE AND NW T00561006 53003"]
["PHX","2019-12-30T08:51:00",45,30,55.43,100,3,0,30.07,1018.2,10,"M","FEW","BKN","BKN","M",14000,17000,23000,"M","M","M","M","M","M","M","M",43.55,"KPHX 301551Z 10003KT 10SM FEW140 BKN170 BKN230 07/M01 A3007 RMK AO2 SLP182 T00721011"]
["PHX","2019-12-30T09:51:00",48,28.9,47.32,80,5,0,30.08,1018.3,10,"M","FEW","BKN","M","M",17000,22000,"M","M","M","M","M","M","M","M","M",45.4,"KPHX 301651Z 08005KT 10SM FEW170 BKN220 09/M02 A3008 RMK AO2 SLP183 VIRGA DSNT NW T00891017"]
["PHX","2019-12-30T10:51:00",50,26.1,39.14,80,11,0,30.05,1017.4,10,"M","FEW","BKN","BKN","M",17000,22000,25000,"M","M","M","M","M","M","M","M",45.21,"KPHX 301751Z 08011KT 10SM FEW170 BKN220 BKN250 10/M03 A3005 RMK AO2 SLP174 VIRGA DSNT NW T01001033 10100 20044 58002"]
["PHX","2019-12-30T11:51:00",52,25,34.72,80,10,0,30.03,1016.5,10,"M","SCT","BKN","BKN","M",14000,17000,22000,"M","M","M","M","M","M","M","M","M","KPHX 301851Z 08010KT 10SM SCT140 BKN170 BKN220 11/M04 A3003 RMK AO2 SLP165 VIRGA DSNT NW T01111039"]
["PHX","2019-12-30T12:51:00",54,24.1,31.07,60,10,0,29.99,1015.3,10,"M","BKN","BKN","BKN","M",14000,17000,22000,"M","M","M","M","M","M","M","M","M","KPHX 301951Z 06010KT 10SM BKN140 BKN170 BKN220 12/M04 A2999 RMK AO2 SLP153 T01221044"]
["PHX","2019-12-30T13:51:00",55,24.1,29.96,60,11,0,29.95,1013.8,10,"M","BKN","BKN","BKN","M",13000,17000,22000,"M","M","M","M","M","M","M","M","M","KPHX 302051Z 06011KT 10SM BKN130 BKN170 BKN220 13/M04 A2995 RMK AO2 SLP138 T01281044 58035"]
["PHX","2019-12-30T14:51:00",55,25,31.11,80,8,0,29.94,1013.7,10,"M","BKN","BKN","BKN","M",13000,17000,22000,"M","M","M","M","M","M","M","M","M","KPHX 302151Z 08008KT 10SM BKN130 BKN170 BKN220 13/M04 A2994 RMK AO2 SLP137 T01281039"]
["PHX","2019-12-30T15:51:00",55.9,25,30.1,80,6,0,29.94,1013.6,10,"M","BKN","BKN","BKN","M",12000,15000,20000,"M","M","M","M","M","M","M","M","M","KPHX 302251Z 08006KT 10SM BKN120 BKN150 BKN200 13/M04 A2994 RMK AO2 SLP136 T01331039"]
["PHX","2019-12-30T16:51:00",55.9,25,30.1,70,13,0,29.94,1013.5,10,"M","BKN","BKN","BKN","M",12000,15000,20000,"M","M","M","M","M","M","M","M","M","KPHX 302351Z 07013KT 10SM BKN120 BKN150 BKN200 13/M04 A2994 RMK AO2 SLP135 T01331039 10133 20100 56002"]
["PHX","2019-12-30T17:51:00",55,28,35.21,60,7,0,29.95,1013.7,10,"M","BKN","BKN","BKN","M",12000,15000,20000,"M","M","M","M","M","M","M","M","M","KPHX 310051Z 06007KT 10SM BKN120 BKN150 BKN200 13/M02 A2995 RMK AO2 SLP137 T01281022"]
["PHX","2019-12-30T18:51:00",53.1,30,40.96,80,7,0,29.95,1013.8,10,"M","BKN","BKN","BKN","M",12000,15000,20000,"M","M","M","M","M","M","M","M","M","KPHX 310151Z 08007KT 10SM BKN120 BKN150 BKN200 12/M01 A2995 RMK AO2 SLP138 T01171011"]
["PHX","2019-12-30T19:51:00",53.1,28.9,39.16,80,10,0,29.94,1013.6,10,"M","BKN","BKN","BKN","M",12000,15000,20000,"M","M","M","M","M","M","M","M","M","KPHX 310251Z 08010KT 10SM BKN120 BKN150 BKN200 12/M02 A2994 RMK AO2 SLP136 T01171017 50001"]
["PHX","2019-12-30T20:51:00",53.1,27,36.22,80,10,0,29.94,1013.7,10,"M","BKN","BKN","BKN","M",12000,15000,20000,"M","M","M","M","M","M","M","M","M","KPHX 310351Z 08010KT 10SM BKN120 BKN150 BKN200 12/M03 A2994 RMK AO2 SLP137 T01171028"]
["PHX","2019-12-30T21:51:00",53.1,27,36.22,70,11,0,29.95,1013.7,10,"M","BKN","BKN","BKN","M",12000,15000,20000,"M","M","M","M","M","M","M","M","M","KPHX 310451Z 07011KT 10SM BKN120 BKN150 BKN200 12/M03 A2995 RMK AO2 SLP137 T01171028"]
["PHX","2019-12-30T22:51:00",54,26.1,33.77,70,10,0,29.95,1013.6,10,"M","BKN","BKN","BKN","M",12000,15000,20000,"M","M","M","M","M","M","M","M","M","KPHX 310551Z 07010KT 10SM BKN120 BKN150 BKN200 12/M03 A2995 RMK AO2 SLP136 T01221033 10133 20117 52002"]
["PHX","2019-12-30T23:51:00",52,28,39.3,80,7,0,29.95,1013.8,10,"M","BKN","BKN","BKN","M",12000,15000,20000,"M","M","M","M","M","M","M","M","M","KPHX 310651Z 08007KT 10SM BKN120 BKN150 BKN200 11/M02 A2995 RMK AO2 SLP138 T01111022 401330039"]

{"sheet":"tmy_33.438_-112.026_2006_2015","index":4,"n_rows":8789,"n_cols":27,"rows_kept":4500,"cut":true,"merged":[[15,10,15,13],[16,18,16,19],[16,20,16,21],[16,25,16,26]],"bounds":{"rows_first":2000,"rows_last":500,"rows_between":2000,"halvings":0}}
["Latitude (decimal degrees): 33.438"]
["Longitude (decimal degrees): -112.026"]
["Elevation (m): 338.0"]
["month","year"]
[1,2007]
[2,2013]
[3,2014]
[4,2015]
[5,2010]
[6,2015]
[7,2007]
[8,2013]
[9,2007]
[10,2007]
[11,2012]
[12,2012,{"$nulls":8},"Date and Time, UCT",{"$nulls":3},"Time zone adj. - ",-7]
["time(UTC)","T2m","RH","G(h)","Gb(n)","Gd(h)","IR(h)","WS10m","WD10m","SP","Year","Month","Day","Hour","Text string","Excel date and Time, AKST","Temperature, °F",null,{"$f":"setChartAxis(\"tmy_33.438_-112.026_2006_2015\",\"chart 2\",\"Min\",\"X\",\"Primary\",T18)","v":"X Primary Min: 43815"},null,{"$f":"setChartAxis(\"tmy_33.438_-112.026_2006_2015\",\"chart 2\",\"Max\",\"X\",\"Primary\",T19)","v":"X Primary Max: 43816"},{"$nulls":4},"Straight Line"]
["20070101:0000",{"v":10.6,"d":"10.60"},47.06,61,396.44,28,262.93,1.61,341,98001,{"$f":"'Phoenix TMY 3'!$D$5","v":2019},{"$f":"MID(A18,5,2)","v":"01"},{"$f":"MID(A18,7,2)","v":"01"},{"$f":"MID(A18,10,2)","v":"00"},{"$f":"L18&\"/\"&M18&\"/\"&K18&\" \"&N18&\":00\"","v":"01/01/2019 00:00"},{"$f":"(DATEVALUE(O18)+TIMEVALUE(O18))+($P$16/24)","v":"2018-12-31T17:00:00"},{"$f":"((9/5)*B18)+32","v":51.08},null,"Min",{"$f":"V18","v":43815},null,"2019-12-16",{"$nulls":3},"X","Y"]
["20070101:0100",10.42,47.17,0,{"v":0,"d":"0.00"},0,260.35,{"v":1.7,"d":"1.70"},11,97985,{"$f":"'Phoenix TMY 3'!$D$5","v":2019},{"$f":"MID(A19,5,2)","v":"01"},{"$f":"MID(A19,7,2)","v":"01"},{"$f":"MID(A19,10,2)","v":"01"},{"$f":"L19&\"/\"&M19&\"/\"&K19&\" \"&N19&\":00\"","v":"01/01/2019 01:00"},"2018-12-31T18:00:00",{"$f":"((9/5)*B19)+32","v":50.756},null,"Max",{"$f":"V19","v":43816},null,"2019-12-17",{"$nulls":3},0,0]
["20070101:0200",10.24,47.29,0,{"v":0,"d":"0.00"},0,257.78,1.78,42,97969,{"$f":"'Phoenix TMY 3'!$D$5","v":2019},"01","01","02","01/01/2019 02:00","2018-12-31T19:00:00",50.432,{"$nulls":8},140,140]
["20070101:0300",10.06,47.41,0,{"v":0,"d":"0.00"},0,{"v":255.2,"d":"255.20"},1.87,52,97956,{"$f":"'Phoenix TMY 3'!$D$5","v":2019},"01","01","03","01/01/2019 03:00","2018-12-31T20:00:00",50.108000000000004]
["20070101:0400",9.88,47.53,0,{"v":0,"d":"0.00"},0,252.63,1.95,62,97943,{"$f":"'Phoenix TMY 3'!$D$5","v":2019},"01","01","04","01/01/2019 04:00","2018-12-31T21:00:00",49.784000000000006]
["20070101:0500",{"v":9.7,"d":"9.70"},47.64,0,{"v":0,"d":"0.00"},0,250.05,2.03,73,97930,{"$f":"'Phoenix TMY 3'!$D$5","v":2019},"01","01","05","01/01/2019 05:00","2018-12-31T22:00:00",49.46]
["20070101:0600",9.52,47.76,0,{"v":0,"d":"0.00"},0,247.47,2.12,77,97892,{"$f":"'Phoenix TMY 3'!$D$5","v":2019},"01","01","06","01/01/2019 06:00","2018-12-31T23:00:00",49.135999999999996]
["20070101:0700",9.34,47.88,0,{"v":0,"d":"0.00"},0,{"v":244.9,"d":"244.90"},{"v":2.2,"d":"2.20"},81,97853,{"$f":"'Phoenix TMY 3'!$D$5","v":2019},"01","01","07","01/01/2019 07:00","2019-01-01",48.812]
["20070101:0800",6.25,58.92,0,{"v":0,"d":"0.00"},0,{"v":254.4,"d":"254.40"},{"v":1.9,"d":"1.90"},85,97815,{"$f":"'Phoenix TMY 3'!$D$5","v":2019},"01","01","08","01/01/2019 08:00","2019-01-01T01:00:00",43.25]
["20070101:0900",{"v":6,"d":"6.00"},60.93,0,{"v":0,"d":"0.00"},0,260.33,1.86,85,97780,{"$f":"'Phoenix TMY 3'!$D$5","v":2019},"01","01","09","01/01/2019 09:00","2019-01-01T02:00:00",42.8]
["20070101:1000",5.74,62.93,0,{"v":0,"d":"0.00"},0,266.27,1.82,85,97745,{"$f":"'Phoenix TMY 3'!$D$5","v":2019},"01","01","10","01/01/2019 10:00","2019-01-01T03:00:00",42.332]
["20070101:1100",5.49,64.94,0,{"v":0,"d":"0.00"},0,{"v":272.2,"d":"272.20"},1.78,85,97709,{"$f":"'Phoenix TMY 3'!$D$5","v":2019},"01","01","11","01/01/2019 11:00","2019-01-01T04:00:00",41.882000000000005]
["20070101:1200",5.13,66.66,0,{"v":0,"d":"0.00"},0,270.53,1.78,89,97684,{"$f":"'Phoenix TMY 3'!$D$5","v":2019},"01","01","12","01/01/2019 12:00","2019-01-01T05:00:00",41.234]
["20070101:1300",4.78,68.39,0,{"v":0,"d":"0.00"},0,268.87,1.79,92,97658,{"$f":"'Phoenix TMY 3'!$D$5","v":2019},"01","01","13","01/01/2019 13:00","2019-01-01T06:00:00",40.604]
["20070101:1400",4.43,70.11,0,{"v":0,"d":"0.00"},0,{"v":267.2,"d":"267.20"},1.79,96,97632,{"$f":"'Phoenix TMY 3'!$D$5","v":2019},"01","01","14","01/01/2019 14:00","2019-01-01T07:00:00",39.974]
["20070101:1500",6.88,57.65,45,257.28,26,265.88,1.58,103,97620,{"$f":"'Phoenix TMY 3'!$D$5","v":2019},"01","01","15","01/01/2019 15:00","2019-01-01T08:00:00",44.384]
["20070101:1600",9.33,45.19,227,697.14,54,264.57,1.37,110,97607,{"$f":"'Phoenix TMY 3'!$D$5","v":2019},"01","01","16","01/01/2019 16:00","2019-01-01T09:00:00",48.794]
["20070101:1700",11.78,32.73,394,831.46,69,263.25,1.16,118,97594,{"$f":"'Phoenix TMY 3'!$D$5","v":2019},"01","01","17","01/01/2019 17:00","2019-01-01T10:00:00",53.204]
["20070101:1800",13.14,29.82,519,897.86,77,263.33,1.14,161,97476,{"$f":"'Phoenix TMY 3'!$D$5","v":2019},"01","01","18","01/01/2019 18:00","2019-01-01T11:00:00",55.652]
["20070101:1900",14.49,26.91,587,927.66,81,263.42,1.13,204,97357,{"$f":"'Phoenix TMY 3'!$D$5","v":2019},"01","01","19","01/01/2019 19:00","2019-01-01T12:00:00",58.082]
["20070101:2000",15.85,{"v":24,"d":"24.00"},590,{"v":930.9,"d":"930.90"},81,{"v":263.5,"d":"263.50"},1.12,248,97239,{"$f":"'Phoenix TMY 3'!$D$5","v":2019},"01","01","20","01/01/2019 20:00","2019-01-01T13:00:00",60.53]
["20070101:2100",15.77,23.96,527,906.94,77,260.88,1.33,260,97213,{"$f":"'Phoenix TMY 3'!$D$5","v":2019},"01","01","21","01/01/2019 21:00","2019-01-01T14:00:00",60.385999999999996]
["20070101:2200",15.69,23.93,406,848.72,69,258.27,1.54,273,97187,{"$f":"'Phoenix TMY 3'!$D$5","v":2019},"01","01","22","01/01/2019 22:00","2019-01-01T15:00:00",60.242000000000004]
["20070101:2300",15.61,23.89,239,718.12,55,255.65,1.75,286,97162,{"$f":"'Phoenix TMY 3'!$D$5","v":2019},"01","01","23","01/01/2019 23:00","2019-01-01T16:00:00",60.098]
["20070102:0000",14.57,27.19,60,373.97,28,254.02,1.71,307,97223,{"$f":"'Phoenix TMY 3'!$D$5","v":2019},"01","02","00","01/02/2019 00:00","2019-01-01T17:00:00",58.226]
["20070102:0100",13.53,{"v":30.5,"d":"30.50"},0,{"v":0,"d":"0.00"},0,252.38,1.66,327,97283,{"$f":"'Phoenix TMY 3'!$D$5","v":2019},"01","02","01","01/02/2019 01:00","2019-01-01T18:00:00",56.354]
["20070102:0200",12.49,{"v":33.8,"d":"33.80"},0,{"v":0,"d":"0.00"},0,250.75,1.61,348,97344,{"$f":"'Phoenix TMY 3'!$D$5","v":2019},"01","02","02","01/02/2019 02:00","2019-01-01T19:00:00",54.482]
["20070102:0300",{"v":11,"d":"11.00"},{"v":39.1,"d":"39.10"},0,{"v":0,"d":"0.00"},0,251.42,1.96,6,97376,{"$f":"'Phoenix TMY 3'!$D$5","v":2019},"01","02","03","01/02/2019 03:00","2019-01-01T20:00:00",51.8]
["20070102:0400",9.51,44.41,0,{"v":0,"d":"0.00"},0,252.08,2.31,24,97408,{"$f":"'Phoenix TMY 3'!$D$5","v":2019},"01","02","04","01/02/2019 04:00","2019-01-01T21:00:00",49.117999999999995]
["20070102:0500",8.01,49.71,0,{"v":0,"d":"0.00"},0,252.75,2.66,42,97440,{"$f":"'Phoenix TMY 3'!$D$5","v":2019},"01","02","05","01/02/2019 05:00","2019-01-01T22:00:00",46.418]
["20070102:0600",7.26,50.37,0,{"v":0,"d":"0.00"},0,252.58,2.87,45,97488,{"$f":"'Phoenix TMY 3'!$D$5","v":2019},"01","02","06","01/02/2019 06:00","2019-01-01T23:00:00",45.068]
["20070102:0700",{"v":6.5,"d":"6.50"},51.02,0,{"v":0,"d":"0.00"},0,252.42,3.09,48,97536,{"$f":"'Phoenix TMY 3'!$D$5","v":2019},"01","02","07","01/02/2019 07:00","2019-01-02",43.7]
["20070102:0800",5.74,51.68,0,{"v":0,"d":"0.00"},0,252.25,{"v":3.3,"d":"3.30"},51,97584,{"$f":"'Phoenix TMY 3'!$D$5","v":2019},"01","02","08","01/02/2019 08:00","2019-01-02T01:00:00",42.332]
["20070102:0900",5.42,50.56,0,{"v":0,"d":"0.00"},0,{"v":251.7,"d":"251.70"},3.41,51,97661,{"$f":"'Phoenix TMY 3'!$D$5","v":2019},"01","02","09","01/02/2019 09:00","2019-01-02T02:00:00",41.756]
["20070102:1000",{"v":5.1,"d":"5.10"},49.43,0,{"v":0,"d":"0.00"},0,251.15,3.52,50,97738,{"$f":"'Phoenix TMY 3'!$D$5","v":2019},"01","02","10","01/02/2019 10:00","2019-01-02T03:00:00",41.18]
["20070102:1100",4.79,48.31,0,{"v":0,"d":"0.00"},0,{"v":250.6,"d":"250.60"},3.63,50,97815,{"$f":"'Phoenix TMY 3'!$D$5","v":2019},"01","02","11","01/02/2019 11:00","2019-01-02T04:00:00",40.622]
["20070102:1200",4.54,47.49,0,{"v":0,"d":"0.00"},0,{"v":248.9,"d":"248.90"},3.64,52,97876,{"$f":"'Phoenix TMY 3'!$D$5","v":2019},"01","02","12","01/02/2019 12:00","2019-01-02T05:00:00",40.172]
["20070102:1300",4.29,46.68,0,{"v":0,"d":"0.00"},0,{"v":247.2,"d":"247.20"},3.66,54,97937,{"$f":"'Phoenix TMY 3'!$D$5","v":2019},"01","02","13","01/02/2019 13:00","2019-01-02T06:00:00",39.722]
["20070102:1400",4.04,45.86,0,{"v":0,"d":"0.00"},0,{"v":245.5,"d":"245.50"},3.67,57,97997,{"$f":"'Phoenix TMY 3'!$D$5","v":2019},"01","02","14","01/02/2019 14:00","2019-01-02T07:00:00",39.272]
["20070102:1500",6.79,38.77,28,27.25,26,249.62,3.59,57,98001,{"$f":"'Phoenix TMY 3'!$D$5","v":2019},"01","02","15","01/02/2019 15:00","2019-01-02T08:00:00",44.222]
["20070102:1600",9.55,31.68,226,{"v":693.5,"d":"693.50"},54,253.73,3.51,58,98004,{"$f":"'Phoenix TMY 3'!$D$5","v":2019},"01","02","16","01/02/2019 16:00","2019-01-02T09:00:00",49.19]
["20070102:1700",{"v":12.3,"d":"12.30"},24.59,393,828.43,69,257.85,3.43,58,98007,{"$f":"'Phoenix TMY 3'!$D$5","v":2019},"01","02","17","01/02/2019 17:00","2019-01-02T10:00:00",54.14]
["20070102:1800",14.61,21.89,516,890.64,77,261.23,3.52,59,97905,{"$f":"'Phoenix TMY 3'!$D$5","v":2019},"01","02","18","01/02/2019 18:00","2019-01-02T11:00:00",58.298]
["20070102:1900",16.91,19.18,582,916.75,81,264.62,3.61,61,97802,{"$f":"'Phoenix TMY 3'!$D$5","v":2019},"01","02","19","01/02/2019 19:00","2019-01-02T12:00:00",62.438]
["20070102:2000",19.22,16.48,584,917.53,81,{"v":268,"d":"268.00"},{"v":3.7,"d":"3.70"},62,97700,{"$f":"'Phoenix TMY 3'!$D$5","v":2019},"01","02","20","01/02/2019 20:00","2019-01-02T13:00:00",66.596]
["20070102:2100",19.08,17.73,522,893.67,77,267.68,3.33,59,97693,{"$f":"'Phoenix TMY 3'!$D$5","v":2019},"01","02","21","01/02/2019 21:00","2019-01-02T14:00:00",66.344]
["20070102:2200",18.94,18.99,402,834.34,69,267.37,2.97,56,97687,{"$f":"'Phoenix TMY 3'!$D$5","v":2019},"01","02","22","01/02/2019 22:00","2019-01-02T15:00:00",66.09200000000001]
["20070102:2300",{"v":18.8,"d":"18.80"},20.24,238,708.03,55,267.05,2.61,52,97680,{"$f":"'Phoenix TMY 3'!$D$5","v":2019},"01","02","23","01/02/2019 23:00","2019-01-02T16:00:00",65.84]
["20070103:0000",17.29,23.62,62,386.51,28,267.93,2.38,52,97677,{"$f":"'Phoenix TMY 3'!$D$5","v":2019},"01","03","00","01/03/2019 00:00","2019-01-02T17:00:00",63.122]
["20070103:0100",15.79,26.99,0,{"v":0,"d":"0.00"},0,268.82,2.15,52,97674,{"$f":"'Phoenix TMY 3'!$D$5","v":2019},"01","03","01","01/03/2019 01:00","2019-01-02T18:00:00",60.422]
["20070103:0200",14.28,30.37,0,{"v":0,"d":"0.00"},0,{"v":269.7,"d":"269.70"},1.92,51,97671,{"$f":"'Phoenix TMY 3'!$D$5","v":2019},"01","03","02","01/03/2019 02:00","2019-01-02T19:00:00",57.704]
["20070103:0300",12.88,34.01,0,{"v":0,"d":"0.00"},0,{"v":269.5,"d":"269.50"},2.06,60,97716,{"$f":"'Phoenix TMY 3'!$D$5","v":2019},"01","03","03","01/03/2019 03:00","2019-01-02T20:00:00",55.184]
["20070103:0400",11.47,37.64,0,{"v":0,"d":"0.00"},0,{"v":269.3,"d":"269.30"},{"v":2.2,"d":"2.20"},69,97761,{"$f":"'Phoenix TMY 3'!$D$5","v":2019},"01","03","04","01/03/2019 04:00","2019-01-02T21:00:00",52.646]
["20070103:0500",10.06,41.28,0,{"v":0,"d":"0.00"},0,{"v":269.1,"d":"269.10"},2.34,78,97805,{"$f":"'Phoenix TMY 3'!$D$5","v":2019},"01","03","05","01/03/2019 05:00","2019-01-02T22:00:00",50.108000000000004]
["20070103:0600",9.01,44.53,0,{"v":0,"d":"0.00"},0,266.43,2.47,79,97815,{"$f":"'Phoenix TMY 3'!$D$5","v":2019},"01","03","06","01/03/2019 06:00","2019-01-02T23:00:00",48.218]
["20070103:0700",7.95,47.78,0,{"v":0,"d":"0.00"},0,263.77,{"v":2.6,"d":"2.60"},80,97825,{"$f":"'Phoenix TMY 3'!$D$5","v":2019},"01","03","07","01/03/2019 07:00","2019-01-03",46.31]
["20070103:0800",6.89,51.03,0,{"v":0,"d":"0.00"},0,{"v":261.1,"d":"261.10"},2.73,80,97834,{"$f":"'Phoenix TMY 3'!$D$5","v":2019},"01","03","08","01/03/2019 08:00","2019-01-03T01:00:00",44.402]
["20070103:0900",6.31,{"v":53,"d":"53.00"},0,{"v":0,"d":"0.00"},0,259.23,2.79,79,97869,{"$f":"'Phoenix TMY 3'!$D$5","v":2019},"01","03","09","01/03/2019 09:00","2019-01-03T02:00:00",43.358]
["20070103:1000",5.73,54.97,0,{"v":0,"d":"0.00"},0,257.37,2.84,78,97905,{"$f":"'Phoenix TMY 3'!$D$5","v":2019},"01","03","10","01/03/2019 10:00","2019-01-03T03:00:00",42.314]
["20070103:1100",5.15,56.94,0,{"v":0,"d":"0.00"},0,{"v":255.5,"d":"255.50"},{"v":2.9,"d":"2.90"},77,97940,{"$f":"'Phoenix TMY 3'!$D$5","v":2019},"01","03","11","01/03/2019 11:00","2019-01-03T04:00:00",41.27]
["20070103:1200",5.25,57.93,0,{"v":0,"d":"0.00"},0,255.43,2.94,79,97937,{"$f":"'Phoenix TMY 3'!$D$5","v":2019},"01","03","12","01/03/2019 12:00","2019-01-03T05:00:00",41.45]
["20070103:1300",5.36,58.92,0,{"v":0,"d":"0.00"},0,255.37,2.99,81,97933,{"$f":"'Phoenix TMY 3'!$D$5","v":2019},"01","03","13","01/03/2019 13:00","2019-01-03T06:00:00",41.648]
["20070103:1400",5.47,59.91,0,{"v":0,"d":"0.00"},0,{"v":255.3,"d":"255.30"},3.03,83,97930,{"$f":"'Phoenix TMY 3'!$D$5","v":2019},"01","03","14","01/03/2019 14:00","2019-01-03T07:00:00",41.846000000000004]
["20070103:1500",{"v":8.3,"d":"8.30"},51.01,50,{"v":342.2,"d":"342.20"},25,258.33,2.72,83,97959,{"$f":"'Phoenix TMY 3'!$D$5","v":2019},"01","03","15","01/03/2019 15:00","2019-01-03T08:00:00",46.94]
["20070103:1600",11.13,42.12,226,693.61,54,261.37,2.41,83,97988,{"$f":"'Phoenix TMY 3'!$D$5","v":2019},"01","03","16","01/03/2019 16:00",{"$f":"(DATEVALUE(O82)+TIMEVALUE(O82))+($P$16/24)","v":"2019-01-03T09:00:00"},52.034000000000006]
["20070103:1700",13.96,33.22,393,827.73,69,{"v":264.4,"d":"264.40"},{"v":2.1,"d":"2.10"},83,98017,{"$f":"'Phoenix TMY 3'!$D$5","v":2019},{"$f":"MID(A83,5,2)","v":"01"},{"$f":"MID(A83,7,2)","v":"03"},{"$f":"MID(A83,10,2)","v":"17"},{"$f":"L83&\"/\"&M83&\"/\"&K83&\" \"&N83&\":00\"","v":"01/03/2019 17:00"},"2019-01-03T10:00:00",{"$f":"((9/5)*B83)+32","v":57.128}]
["20070103:1800",15.69,30.03,352,{"v":275.5,"d":"275.50"},216,268.43,1.52,110,97917,{"$f":"'Phoenix TMY 3'!$D$5","v":2019},"01","03","18","01/03/2019 18:00","2019-01-03T11:00:00",60.242000000000004]
["20070103:1900",17.41,26.85,478,535.03,185,272.47,0.95,136,97818,{"$f":"'Phoenix TMY 3'!$D$5","v":2019},"01","03","19","01/03/2019 19:00","2019-01-03T12:00:00",63.338]
["20070103:2000",19.14,23.66,459,443.84,215,{"v":276.5,"d":"276.50"},0.37,162,97719,{"$f":"'Phoenix TMY 3'!$D$5","v":2019},"01","03","20","01/03/2019 20:00","2019-01-03T13:00:00",66.452]
["20070103:2100",{"v":19.1,"d":"19.10"},23.38,523,892.33,77,275.18,0.65,192,97697,{"$f":"'Phoenix TMY 3'!$D$5","v":2019},"01","03","21","01/03/2019 21:00","2019-01-03T14:00:00",66.38]
["20070103:2200",19.06,{"v":23.1,"d":"23.10"},404,834.87,69,273.87,0.92,222,97674,{"$f":"'Phoenix TMY 3'!$D$5","v":2019},"01","03","22","01/03/2019 22:00","2019-01-03T15:00:00",66.30799999999999]
["20070103:2300",19.02,22.82,241,713.23,55,272.55,{"v":1.2,"d":"1.20"},252,97652,{"$f":"'Phoenix TMY 3'!$D$5","v":2019},"01","03","23","01/03/2019 23:00","2019-01-03T16:00:00",66.23599999999999]
["20070104:0000",18.02,24.11,64,398.08,28,271.08,1.22,248,97661,{"$f":"'Phoenix TMY 3'!$D$5","v":2019},"01","04","00","01/04/2019 00:00","2019-01-03T17:00:00",64.436]
["20070104:0100",17.01,{"v":25.4,"d":"25.40"},0,{"v":0,"d":"0.00"},0,269.62,1.24,244,97671,{"$f":"'Phoenix TMY 3'!$D$5","v":2019},"01","04","01","01/04/2019 01:00","2019-01-03T18:00:00",62.618]
["20070104:0200",16.01,26.69,0,{"v":0,"d":"0.00"},0,268.15,1.26,240,97680,{"$f":"'Phoenix TMY 3'!$D$5","v":2019},"01","04","02","01/04/2019 02:00","2019-01-03T19:00:00",60.818000000000005]
["20070104:0300",15.42,26.34,0,{"v":0,"d":"0.00"},0,267.72,1.25,219,97703,{"$f":"'Phoenix TMY 3'!$D$5","v":2019},"01","04","03","01/04/2019 03:00","2019-01-03T20:00:00",59.756]
["20070104:0400",14.83,{"v":26,"d":"26.00"},0,{"v":0,"d":"0.00"},0,267.28,1.24,198,97725,{"$f":"'Phoenix TMY 3'!$D$5","v":2019},"01","04","04","01/04/2019 04:00","2019-01-03T21:00:00",58.694]
["20070104:0500",14.23,25.65,0,{"v":0,"d":"0.00"},0,266.85,1.23,176,97748,{"$f":"'Phoenix TMY 3'!$D$5","v":2019},"01","04","05","01/04/2019 05:00","2019-01-03T22:00:00",57.614000000000004]
["20070104:0600",12.95,26.62,0,{"v":0,"d":"0.00"},0,265.65,1.43,167,97741,{"$f":"'Phoenix TMY 3'!$D$5","v":2019},"01","04","06","01/04/2019 06:00","2019-01-03T23:00:00",55.31]
["20070104:0700",11.66,27.58,0,{"v":0,"d":"0.00"},0,264.45,1.63,157,97735,{"$f":"'Phoenix TMY 3'!$D$5","v":2019},"01","04","07","01/04/2019 07:00","2019-01-04",52.988]
["20070104:0800",10.38,28.55,0,{"v":0,"d":"0.00"},0,263.25,1.83,147,97729,{"$f":"'Phoenix TMY 3'!$D$5","v":2019},"01","04","08","01/04/2019 08:00","2019-01-04T01:00:00",50.684]
["20070104:0900",9.41,31.85,0,{"v":0,"d":"0.00"},0,261.73,1.88,142,97735,{"$f":"'Phoenix TMY 3'!$D$5","v":2019},"01","04","09","01/04/2019 09:00","2019-01-04T02:00:00",48.938]
["20070104:1000",8.43,35.16,0,{"v":0,"d":"0.00"},0,260.22,1.92,137,97741,{"$f":"'Phoenix TMY 3'!$D$5","v":2019},"01","04","10","01/04/2019 10:00","2019-01-04T03:00:00",47.174]
["20070104:1100",7.46,38.46,0,{"v":0,"d":"0.00"},0,{"v":258.7,"d":"258.70"},1.96,132,97748,{"$f":"'Phoenix TMY 3'!$D$5","v":2019},"01","04","11","01/04/2019 11:00","2019-01-04T04:00:00",45.428]
["20070104:1200",6.39,41.76,0,{"v":0,"d":"0.00"},0,{"v":257.2,"d":"257.20"},2.14,130,97748,{"$f":"'Phoenix TMY 3'!$D$5","v":2019},"01","04","12","01/04/2019 12:00","2019-01-04T05:00:00",43.501999999999995]
["20070104:1300",5.33,45.06,0,{"v":0,"d":"0.00"},0,{"v":255.7,"d":"255.70"},2.32,127,97748,{"$f":"'Phoenix TMY 3'!$D$5","v":2019},"01","04","13","01/04/2019 13:00","2019-01-04T06:00:00",41.594]
["20070104:1400",4.26,48.36,0,{"v":0,"d":"0.00"},0,{"v":254.2,"d":"254.20"},{"v":2.5,"d":"2.50"},125,97748,{"$f":"'Phoenix TMY 3'!$D$5","v":2019},"01","04","14","01/04/2019 14:00","2019-01-04T07:00:00",39.668]
["20070104:1500",8.05,40.19,50,343.39,25,257.77,{"v":2.4,"d":"2.40"},141,97773,{"$f":"'Phoenix TMY 3'!$D$5","v":2019},"01","04","15","01/04/2019 15:00","2019-01-04T08:00:00",46.49]
["20070104:1600",11.83,32.01,229,705.52,54,261.33,{"v":2.3,"d":"2.30"},156,97799,{"$f":"'Phoenix TMY 3'!$D$5","v":2019},"01","04","16","01/04/2019 16:00","2019-01-04T09:00:00",53.294]
["20070104:1700",15.62,23.84,399,842.12,69,{"v":264.9,"d":"264.90"},2.21,172,97825,{"$f":"'Phoenix TMY 3'!$D$5","v":2019},"01","04","17","01/04/2019 17:00","2019-01-04T10:00:00",60.116]
["20070104:1800",17.18,21.84,525,{"v":906,"d":"906.00"},77,266.65,2.64,190,97722,{"$f":"'Phoenix TMY 3'!$D$5","v":2019},"01","04","18","01/04/2019 18:00","2019-01-04T11:00:00",62.924]
["20070104:1900",18.74,19.84,594,934.62,81,{"v":268.4,"d":"268.40"},3.07,209,97620,{"$f":"'Phoenix TMY 3'!$D$5","v":2019},"01","04","19","01/04/2019 19:00","2019-01-04T12:00:00",65.732]
["20070104:2000",{"v":20.3,"d":"20.30"},17.84,597,935.83,81,270.15,{"v":3.5,"d":"3.50"},227,97517,{"$f":"'Phoenix TMY 3'!$D$5","v":2019},"01","04","20","01/04/2019 20:00","2019-01-04T13:00:00",68.53999999999999]
["20070104:2100",19.99,18.94,535,910.75,78,269.23,3.45,227,97466,{"$f":"'Phoenix TMY 3'!$D$5","v":2019},"01","04","21","01/04/2019 21:00","2019-01-04T14:00:00",67.982]
["20070104:2200",19.67,20.04,414,852.57,70,268.32,3.39,228,97415,{"$f":"'Phoenix TMY 3'!$D$5","v":2019},"01","04","22","01/04/2019 22:00","2019-01-04T15:00:00",67.406]
["20070104:2300",19.36,21.14,248,729.53,56,{"v":267.4,"d":"267.40"},3.34,228,97364,{"$f":"'Phoenix TMY 3'!$D$5","v":2019},"01","04","23","01/04/2019 23:00","2019-01-04T16:00:00",66.848]
["20070105:0000",17.39,24.04,67,408.74,29,266.42,2.97,217,97322,{"$f":"'Phoenix TMY 3'!$D$5","v":2019},"01","05","00","01/05/2019 00:00","2019-01-04T17:00:00",63.30200000000001]
["20070105:0100",15.42,26.94,0,{"v":0,"d":"0.00"},0,265.43,{"v":2.6,"d":"2.60"},207,97280,{"$f":"'Phoenix TMY 3'!$D$5","v":2019},"01","05","01","01/05/2019 01:00","2019-01-04T18:00:00",59.756]
["20070105:0200",13.45,29.84,0,{"v":0,"d":"0.00"},0,264.45,2.23,196,97239,{"$f":"'Phoenix TMY 3'!$D$5","v":2019},"01","05","02","01/05/2019 02:00","2019-01-04T19:00:00",56.21]
["20070105:0300",12.68,33.72,0,{"v":0,"d":"0.00"},0,264.85,2.62,193,97213,{"$f":"'Phoenix TMY 3'!$D$5","v":2019},"01","05","03","01/05/2019 03:00","2019-01-04T20:00:00",54.824]
["20070105:0400",11.91,37.59,0,{"v":0,"d":"0.00"},0,265.25,{"v":3,"d":"3.00"},190,97187,{"$f":"'Phoenix TMY 3'!$D$5","v":2019},"01","05","04","01/05/2019 04:00","2019-01-04T21:00:00",53.438]
["20070105:0500",11.13,41.47,0,{"v":0,"d":"0.00"},0,265.65,3.38,187,97162,{"$f":"'Phoenix TMY 3'!$D$5","v":2019},"01","05","05","01/05/2019 05:00","2019-01-04T22:00:00",52.034000000000006]
["20070105:0600",{"v":10.6,"d":"10.60"},46.62,0,{"v":0,"d":"0.00"},0,264.62,3.54,191,97123,{"$f":"'Phoenix TMY 3'!$D$5","v":2019},"01","05","06","01/05/2019 06:00","2019-01-04T23:00:00",51.08]
["20070105:0700",10.06,51.77,0,{"v":0,"d":"0.00"},0,263.58,{"v":3.7,"d":"3.70"},195,97085,{"$f":"'Phoenix TMY 3'!$D$5","v":2019},"01","05","07","01/05/2019 07:00","2019-01-05",50.108000000000004]
["20070105:0800",9.53,56.92,0,{"v":0,"d":"0.00"},0,262.55,3.86,199,97047,{"$f":"'Phoenix TMY 3'!$D$5","v":2019},"01","05","08","01/05/2019 08:00","2019-01-05T01:00:00",49.153999999999996]
["20070105:0900",9.13,63.16,0,{"v":0,"d":"0.00"},0,262.47,3.74,202,97040,{"$f":"'Phoenix TMY 3'!$D$5","v":2019},"01","05","09","01/05/2019 09:00","2019-01-05T02:00:00",48.434]
["20070105:1000",8.72,69.41,0,{"v":0,"d":"0.00"},0,262.38,3.61,205,97034,{"$f":"'Phoenix TMY 3'!$D$5","v":2019},"01","05","10","01/05/2019 10:00","2019-01-05T03:00:00",47.696]
["20070105:1100",8.32,75.65,0,{"v":0,"d":"0.00"},0,{"v":262.3,"d":"262.30"},3.49,208,97027,{"$f":"'Phoenix TMY 3'!$D$5","v":2019},"01","05","11","01/05/2019 11:00","2019-01-05T04:00:00",46.976]
["20070105:1200",8.12,79.03,0,{"v":0,"d":"0.00"},0,264.28,3.22,213,97059,{"$f":"'Phoenix TMY 3'!$D$5","v":2019},"01","05","12","01/05/2019 12:00","2019-01-05T05:00:00",46.616]
["20070105:1300",7.93,82.42,0,{"v":0,"d":"0.00"},0,266.27,2.95,218,97091,{"$f":"'Phoenix TMY 3'!$D$5","v":2019},"01","05","13","01/05/2019 13:00","2019-01-05T06:00:00",46.274]
["20070105:1400",7.74,{"v":85.8,"d":"85.80"},0,{"v":0,"d":"0.00"},0,268.25,2.68,223,97123,{"$f":"'Phoenix TMY 3'!$D$5","v":2019},"01","05","14","01/05/2019 14:00","2019-01-05T07:00:00",45.932]
["20070105:1500",8.43,79.06,1,{"v":0,"d":"0.00"},1,283.53,2.86,233,97155,{"$f":"'Phoenix TMY 3'!$D$5","v":2019},"01","05","15","01/05/2019 15:00","2019-01-05T08:00:00",47.174]
["20070105:1600",9.12,72.33,17,{"v":0,"d":"0.00"},17,298.82,3.05,243,97187,{"$f":"'Phoenix TMY 3'!$D$5","v":2019},"01","05","16","01/05/2019 16:00","2019-01-05T09:00:00",48.416]
["20070105:1700",9.81,65.59,285,338.93,152,{"v":314.1,"d":"314.10"},3.24,253,97219,{"$f":"'Phoenix TMY 3'!$D$5","v":2019},"01","05","17","01/05/2019 17:00","2019-01-05T10:00:00",49.658]
["20070105:1800",10.76,56.69,523,900.22,77,321.75,3.09,254,97162,{"$f":"'Phoenix TMY 3'!$D$5","v":2019},"01","05","18","01/05/2019 18:00","2019-01-05T11:00:00",51.367999999999995]
["20070105:1900",11.71,47.79,592,928.67,81,{"v":329.4,"d":"329.40"},2.95,255,97104,{"$f":"'Phoenix TMY 3'!$D$5","v":2019},"01","05","19","01/05/2019 19:00","2019-01-05T12:00:00",53.078]
["20070105:2000",12.66,38.89,595,929.28,81,337.05,{"v":2.8,"d":"2.80"},256,97047,{"$f":"'Phoenix TMY 3'!$D$5","v":2019},"01","05","20","01/05/2019 20:00","2019-01-05T13:00:00",54.788]
["20070105:2100",12.93,36.38,533,903.04,78,325.18,2.57,271,97104,{"$f":"'Phoenix TMY 3'!$D$5","v":2019},"01","05","21","01/05/2019 21:00","2019-01-05T14:00:00",55.274]
["20070105:2200",13.21,33.88,413,845.23,70,313.32,2.33,286,97162,{"$f":"'Phoenix TMY 3'!$D$5","v":2019},"01","05","22","01/05/2019 22:00","2019-01-05T15:00:00",55.778000000000006]
["20070105:2300",13.48,31.37,248,722.72,56,301.45,{"v":2.1,"d":"2.10"},301,97219,{"$f":"'Phoenix TMY 3'!$D$5","v":2019},"01","05","23","01/05/2019 23:00","2019-01-05T16:00:00",56.264]
["20070106:0000",12.92,30.22,2,{"v":0,"d":"0.00"},2,292.03,2.21,316,97328,{"$f":"'Phoenix TMY 3'!$D$5","v":2019},"01","06","00","01/06/2019 00:00","2019-01-05T17:00:00",55.256]
["20070106:0100",12.36,29.08,0,{"v":0,"d":"0.00"},0,282.62,2.32,332,97437,{"$f":"'Phoenix TMY 3'!$D$5","v":2019},"01","06","01","01/06/2019 01:00","2019-01-05T18:00:00",54.248000000000005]
["20070106:0200",{"v":11.8,"d":"11.80"},27.93,0,{"v":0,"d":"0.00"},0,{"v":273.2,"d":"273.20"},2.43,347,97546,{"$f":"'Phoenix TMY 3'!$D$5","v":2019},"01","06","02","01/06/2019 02:00","2019-01-05T19:00:00",53.24]
["20070106:0300",11.27,28.14,0,{"v":0,"d":"0.00"},0,270.97,3.25,360,97671,{"$f":"'Phoenix TMY 3'!$D$5","v":2019},"01","06","03","01/06/2019 03:00","2019-01-05T20:00:00",52.286]
["20070106:0400",10.74,28.35,0,{"v":0,"d":"0.00"},0,268.73,4.07,12,97796,{"$f":"'Phoenix TMY 3'!$D$5","v":2019},"01","06","04","01/06/2019 04:00","2019-01-05T21:00:00",51.332]
["20070106:0500",10.21,28.56,0,{"v":0,"d":"0.00"},0,{"v":266.5,"d":"266.50"},{"v":4.9,"d":"4.90"},25,97921,{"$f":"'Phoenix TMY 3'!$D$5","v":2019},"01","06","05","01/06/2019 05:00","2019-01-05T22:00:00",50.378]
["20070106:0600",9.55,28.08,0,{"v":0,"d":"0.00"},0,261.65,4.98,25,98004,{"$f":"'Phoenix TMY 3'!$D$5","v":2019},"01","06","06","01/06/2019 06:00","2019-01-05T23:00:00",49.19]
["20070106:0700",8.88,{"v":27.6,"d":"27.60"},0,{"v":0,"d":"0.00"},0,{"v":256.8,"d":"256.80"},5.07,26,98087,{"$f":"'Phoenix TMY 3'!$D$5","v":2019},"01","06","07","01/06/2019 07:00","2019-01-06",47.984]
["20070106:0800",8.21,27.12,0,{"v":0,"d":"0.00"},0,251.95,5.16,26,98170,{"$f":"'Phoenix TMY 3'!$D$5","v":2019},"01","06","08","01/06/2019 08:00",{"$f":"(DATEVALUE(O146)+TIMEVALUE(O146))+($P$16/24)","v":"2019-01-06T01:00:00"},46.778000000000006]
["20070106:0900",{"v":7.7,"d":"7.70"},27.26,0,{"v":0,"d":"0.00"},0,247.07,5.11,28,98218,{"$f":"'Phoenix TMY 3'!$D$5","v":2019},{"$f":"MID(A147,5,2)","v":"01"},{"$f":"MID(A147,7,2)","v":"06"},{"$f":"MID(A147,10,2)","v":"09"},{"$f":"L147&\"/\"&M147&\"/\"&K147&\" \"&N147&\":00\"","v":"01/06/2019 09:00"},"2019-01-06T02:00:00",{"$f":"((9/5)*B147)+32","v":45.86}]
["20070106:1000",7.19,27.39,0,{"v":0,"d":"0.00"},0,242.18,5.07,29,98266,{"$f":"'Phoenix TMY 3'!$D$5","v":2019},"01","06","10","01/06/2019 10:00","2019-01-06T03:00:00",44.942]
["20070106:1100",6.68,27.53,0,{"v":0,"d":"0.00"},0,{"v":237.3,"d":"237.30"},5.02,31,98314,{"$f":"'Phoenix TMY 3'!$D$5","v":2019},"01","06","11","01/06/2019 11:00","2019-01-06T04:00:00",44.024]
["20070106:1200",5.85,31.14,0,{"v":0,"d":"0.00"},0,237.48,4.41,29,98372,{"$f":"'Phoenix TMY 3'!$D$5","v":2019},"01","06","12","01/06/2019 12:00","2019-01-06T05:00:00",42.53]
["20070106:1300",5.03,34.75,0,{"v":0,"d":"0.00"},0,237.67,3.81,27,98430,{"$f":"'Phoenix TMY 3'!$D$5","v":2019},"01","06","13","01/06/2019 13:00","2019-01-06T06:00:00",41.054]
["20070106:1400",{"v":4.2,"d":"4.20"},38.36,0,{"v":0,"d":"0.00"},0,237.85,{"v":3.2,"d":"3.20"},25,98487,{"$f":"'Phoenix TMY 3'!$D$5","v":2019},"01","06","14","01/06/2019 14:00","2019-01-06T07:00:00",39.56]
["20070106:1500",{"v":6.2,"d":"6.20"},33.22,54,385.75,26,237.97,3.43,26,98510,{"$f":"'Phoenix TMY 3'!$D$5","v":2019},"01","06","15","01/06/2019 15:00","2019-01-06T08:00:00",43.16]
["20070106:1600",{"v":8.2,"d":"8.20"},28.09,241,744.53,56,238.08,3.67,27,98532,{"$f":"'Phoenix TMY 3'!$D$5","v":2019},"01","06","16","01/06/2019 16:00","2019-01-06T09:00:00",46.76]
["20070106:1700",{"v":10.2,"d":"10.20"},22.95,416,880.26,70,{"v":238.2,"d":"238.20"},{"v":3.9,"d":"3.90"},28,98555,{"$f":"'Phoenix TMY 3'!$D$5","v":2019},"01","06","17","01/06/2019 17:00","2019-01-06T10:00:00",50.36]
["20070106:1800",11.67,19.97,546,{"v":940.6,"d":"940.60"},79,238.67,3.66,32,98430,{"$f":"'Phoenix TMY 3'!$D$5","v":2019},"01","06","18","01/06/2019 18:00","2019-01-06T11:00:00",53.006]
["20070106:1900",13.15,16.99,617,{"v":967.9,"d":"967.90"},83,239.13,3.41,36,98305,{"$f":"'Phoenix TMY 3'!$D$5","v":2019},"01","06","19","01/06/2019 19:00","2019-01-06T12:00:00",55.67]
["20070106:2000",14.62,14.01,620,967.64,83,{"v":239.6,"d":"239.60"},3.16,41,98180,{"$f":"'Phoenix TMY 3'!$D$5","v":2019},"01","06","20","01/06/2019 20:00","2019-01-06T13:00:00",58.316]
["20070106:2100",14.69,13.59,556,942.67,79,239.25,2.94,30,98167,{"$f":"'Phoenix TMY 3'!$D$5","v":2019},"01","06","21","01/06/2019 21:00","2019-01-06T14:00:00",58.442]
["20070106:2200",14.76,13.18,432,884.35,71,{"v":238.9,"d":"238.90"},2.73,20,98154,{"$f":"'Phoenix TMY 3'!$D$5","v":2019},"01","06","22","01/06/2019 22:00","2019-01-06T15:00:00",58.568]
["20070106:2300",14.83,12.76,261,756.85,58,238.55,2.51,10,98142,{"$f":"'Phoenix TMY 3'!$D$5","v":2019},"01","06","23","01/06/2019 23:00","2019-01-06T16:00:00",58.694]
["20070107:0000",13.35,15.53,75,447.91,31,239.52,{"v":2.4,"d":"2.40"},6,98161,{"$f":"'Phoenix TMY 3'!$D$5","v":2019},"01","07","00","01/07/2019 00:00","2019-01-06T17:00:00",56.03]
["20070107:0100",11.88,18.29,0,{"v":0,"d":"0.00"},0,240.48,2.28,2,98180,{"$f":"'Phoenix TMY 3'!$D$5","v":2019},"01","07","01","01/07/2019 01:00","2019-01-06T18:00:00",53.384]
["20070107:0200",{"v":10.4,"d":"10.40"},21.06,0,{"v":0,"d":"0.00"},0,241.45,2.17,358,98199,{"$f":"'Phoenix TMY 3'!$D$5","v":2019},"01","07","02","01/07/2019 02:00","2019-01-06T19:00:00",50.72]
["20070107:0300",{"v":9.3,"d":"9.30"},22.63,0,{"v":0,"d":"0.00"},0,243.08,2.23,12,98250,{"$f":"'Phoenix TMY 3'!$D$5","v":2019},"01","07","03","01/07/2019 03:00","2019-01-06T20:00:00",48.74]
["20070107:0400",{"v":8.2,"d":"8.20"},{"v":24.2,"d":"24.20"},0,{"v":0,"d":"0.00"},0,244.72,2.29,26,98302,{"$f":"'Phoenix TMY 3'!$D$5","v":2019},"01","07","04","01/07/2019 04:00","2019-01-06T21:00:00",46.76]
["20070107:0500",{"v":7.1,"d":"7.10"},25.77,0,{"v":0,"d":"0.00"},0,246.35,2.34,40,98353,{"$f":"'Phoenix TMY 3'!$D$5","v":2019},"01","07","05","01/07/2019 05:00","2019-01-06T22:00:00",44.78]
["20070107:0600",{"v":6.4,"d":"6.40"},27.79,0,{"v":0,"d":"0.00"},0,246.72,{"v":2.4,"d":"2.40"},46,98385,{"$f":"'Phoenix TMY 3'!$D$5","v":2019},"01","07","06","01/07/2019 06:00","2019-01-06T23:00:00",43.52]
["20070107:0700",{"v":5.7,"d":"5.70"},29.82,0,{"v":0,"d":"0.00"},0,247.08,2.45,52,98417,{"$f":"'Phoenix TMY 3'!$D$5","v":2019},"01","07","07","01/07/2019 07:00","2019-01-07",42.26]
["20070107:0800",{"v":5,"d":"5.00"},31.84,0,{"v":0,"d":"0.00"},0,247.45,{"v":2.5,"d":"2.50"},58,98449,{"$f":"'Phoenix TMY 3'!$D$5","v":2019},"01","07","08","01/07/2019 08:00","2019-01-07T01:00:00",41]
["20070107:0900",4.54,33.62,0,{"v":0,"d":"0.00"},0,{"v":246.4,"d":"246.40"},2.71,58,98497,{"$f":"'Phoenix TMY 3'!$D$5","v":2019},"01","07","09","01/07/2019 09:00","2019-01-07T02:00:00",40.172]
["20070107:1000",4.08,35.41,0,{"v":0,"d":"0.00"},0,245.35,2.92,57,98545,{"$f":"'Phoenix TMY 3'!$D$5","v":2019},"01","07","10","01/07/2019 10:00","2019-01-07T03:00:00",39.344]
["20070107:1100",3.62,37.19,0,{"v":0,"d":"0.00"},0,{"v":244.3,"d":"244.30"},3.13,57,98593,{"$f":"'Phoenix TMY 3'!$D$5","v":2019},"01","07","11","01/07/2019 11:00","2019-01-07T04:00:00",38.516]
["20070107:1200",3.01,39.32,0,{"v":0,"d":"0.00"},0,242.65,3.14,59,98651,{"$f":"'Phoenix TMY 3'!$D$5","v":2019},"01","07","12","01/07/2019 12:00","2019-01-07T05:00:00",37.418]
["20070107:1300",2.41,41.44,0,{"v":0,"d":"0.00"},0,{"v":241,"d":"241.00"},3.14,62,98708,{"$f":"'Phoenix TMY 3'!$D$5","v":2019},"01","07","13","01/07/2019 13:00","2019-01-07T06:00:00",36.338]
["20070107:1400",{"v":1.8,"d":"1.80"},43.57,0,{"v":0,"d":"0.00"},0,239.35,3.14,64,98766,{"$f":"'Phoenix TMY 3'!$D$5","v":2019},"01","07","14","01/07/2019 14:00","2019-01-07T07:00:00",35.24]
["20070107:1500",4.85,37.02,30,55.08,26,{"v":242.6,"d":"242.60"},3.36,61,98814,{"$f":"'Phoenix TMY 3'!$D$5","v":2019},"01","07","15","01/07/2019 15:00","2019-01-07T08:00:00",40.730000000000004]
["20070107:1600",{"v":7.9,"d":"7.90"},30.47,235,723.32,55,245.85,3.58,59,98862,{"$f":"'Phoenix TMY 3'!$D$5","v":2019},"01","07","16","01/07/2019 16:00","2019-01-07T09:00:00",46.22]
["20070107:1700",10.95,23.92,410,863.33,70,{"v":249.1,"d":"249.10"},3.79,56,98910,{"$f":"'Phoenix TMY 3'!$D$5","v":2019},"01","07","17","01/07/2019 17:00","2019-01-07T10:00:00",51.71]
["20070107:1800",13.15,20.96,541,928.35,79,250.83,4.69,58,98817,{"$f":"'Phoenix TMY 3'!$D$5","v":2019},"01","07","18","01/07/2019 18:00","2019-01-07T11:00:00",55.67]
["20070107:1900",15.34,{"v":18,"d":"18.00"},612,956.12,83,252.57,5.58,61,98724,{"$f":"'Phoenix TMY 3'!$D$5","v":2019},"01","07","19","01/07/2019 19:00","2019-01-07T12:00:00",59.612]
["20070107:2000",17.54,15.04,617,958.89,83,{"v":254.3,"d":"254.30"},6.47,63,98631,{"$f":"'Phoenix TMY 3'!$D$5","v":2019},"01","07","20","01/07/2019 20:00","2019-01-07T13:00:00",63.572]
["20070107:2100",17.39,15.14,556,938.49,79,{"v":253.9,"d":"253.90"},5.97,59,98612,{"$f":"'Phoenix TMY 3'!$D$5","v":2019},"01","07","21","01/07/2019 21:00","2019-01-07T14:00:00",63.30200000000001]
["20070107:2200",17.25,15.23,435,883.86,72,{"v":253.5,"d":"253.50"},5.48,56,98593,{"$f":"'Phoenix TMY 3'!$D$5","v":2019},"01","07","22","01/07/2019 22:00","2019-01-07T15:00:00",63.05]
["20070107:2300",{"v":17.1,"d":"17.10"},15.33,265,764.28,58,{"v":253.1,"d":"253.10"},4.98,52,98574,{"$f":"'Phoenix TMY 3'!$D$5","v":2019},"01","07","23","01/07/2019 23:00","2019-01-07T16:00:00",62.78]
["20070108:0000",15.68,19.37,78,455.63,32,{"v":252.8,"d":"252.80"},4.63,49,98587,{"$f":"'Phoenix TMY 3'!$D$5","v":2019},"01","08","00","01/08/2019 00:00","2019-01-07T17:00:00",60.224000000000004]
["20070108:0100",14.26,23.42,0,{"v":0,"d":"0.00"},0,{"v":252.5,"d":"252.50"},4.27,47,98599,{"$f":"'Phoenix TMY 3'!$D$5","v":2019},"01","08","01","01/08/2019 01:00","2019-01-07T18:00:00",57.668]
["20070108:0200",12.84,27.46,0,{"v":0,"d":"0.00"},0,{"v":252.2,"d":"252.20"},3.92,44,98612,{"$f":"'Phoenix TMY 3'!$D$5","v":2019},"01","08","02","01/08/2019 02:00","2019-01-07T19:00:00",55.112]
["20070108:0300",11.94,29.55,0,{"v":0,"d":"0.00"},0,251.33,3.92,46,98641,{"$f":"'Phoenix TMY 3'!$D$5","v":2019},"01","08","03","01/08/2019 03:00","2019-01-07T20:00:00",53.492000000000004]
["20070108:0400",11.04,31.63,0,{"v":0,"d":"0.00"},0,250.47,3.92,48,98670,{"$f":"'Phoenix TMY 3'!$D$5","v":2019},"01","08","04","01/08/2019 04:00","2019-01-07T21:00:00",51.872]
["20070108:0500",10.13,33.72,0,{"v":0,"d":"0.00"},0,{"v":249.6,"d":"249.60"},3.92,50,98699,{"$f":"'Phoenix TMY 3'!$D$5","v":2019},"01","08","05","01/08/2019 05:00","2019-01-07T22:00:00",50.234]
["20070108:0600",9.12,35.97,0,{"v":0,"d":"0.00"},0,247.88,3.95,52,98705,{"$f":"'Phoenix TMY 3'!$D$5","v":2019},"01","08","06","01/08/2019 06:00","2019-01-07T23:00:00",48.416]
["20070108:0700",8.11,38.21,0,{"v":0,"d":"0.00"},0,246.17,3.98,53,98712,{"$f":"'Phoenix TMY 3'!$D$5","v":2019},"01","08","07","01/08/2019 07:00","2019-01-08",46.598]
["20070108:0800",{"v":7.1,"d":"7.10"},40.46,0,{"v":0,"d":"0.00"},0,244.45,4.01,55,98718,{"$f":"'Phoenix TMY 3'!$D$5","v":2019},"01","08","08","01/08/2019 08:00","2019-01-08T01:00:00",44.78]
["20070108:0900",6.42,41.48,0,{"v":0,"d":"0.00"},0,242.95,4.05,56,98721,{"$f":"'Phoenix TMY 3'!$D$5","v":2019},"01","08","09","01/08/2019 09:00","2019-01-08T02:00:00",43.556]
["20070108:1000",5.73,42.49,0,{"v":0,"d":"0.00"},0,241.45,4.08,57,98724,{"$f":"'Phoenix TMY 3'!$D$5","v":2019},"01","08","10","01/08/2019 10:00","2019-01-08T03:00:00",42.314]
["20070108:1100",5.05,43.51,0,{"v":0,"d":"0.00"},0,239.95,4.11,58,98728,{"$f":"'Phoenix TMY 3'!$D$5","v":2019},"01","08","11","01/08/2019 11:00","2019-01-08T04:00:00",41.09]
["20070108:1200",4.52,{"v":44.8,"d":"44.80"},0,{"v":0,"d":"0.00"},0,239.87,4.09,58,98724,{"$f":"'Phoenix TMY 3'!$D$5","v":2019},"01","08","12","01/08/2019 12:00","2019-01-08T05:00:00",40.135999999999996]
["20070108:1300",3.99,46.09,0,{"v":0,"d":"0.00"},0,239.78,4.06,59,98721,{"$f":"'Phoenix TMY 3'!$D$5","v":2019},"01","08","13","01/08/2019 13:00","2019-01-08T06:00:00",39.182]
["20070108:1400",3.46,47.38,0,{"v":0,"d":"0.00"},0,{"v":239.7,"d":"239.70"},4.04,59,98718,{"$f":"'Phoenix TMY 3'!$D$5","v":2019},"01","08","14","01/08/2019 14:00","2019-01-08T07:00:00",38.228]
["20070108:1500",6.43,38.98,28,41.23,25,243.42,4.07,58,98702,{"$f":"'Phoenix TMY 3'!$D$5","v":2019},"01","08","15","01/08/2019 15:00","2019-01-08T08:00:00",43.574]
["20070108:1600",{"v":9.4,"d":"9.40"},30.57,235,721.95,55,247.13,4.11,58,98686,{"$f":"'Phoenix TMY 3'!$D$5","v":2019},"01","08","16","01/08/2019 16:00","2019-01-08T09:00:00",48.92]
["20070108:1700",12.37,22.17,410,861.45,70,250.85,4.14,57,98670,{"$f":"'Phoenix TMY 3'!$D$5","v":2019},"01","08","17","01/08/2019 17:00","2019-01-08T10:00:00",54.266]
["20070108:1800",15.11,18.57,542,927.99,79,255.13,4.21,55,98526,{"$f":"'Phoenix TMY 3'!$D$5","v":2019},"01","08","18","01/08/2019 18:00","2019-01-08T11:00:00",59.198]
["20070108:1900",17.86,14.97,614,956.84,83,259.42,4.28,54,98382,{"$f":"'Phoenix TMY 3'!$D$5","v":2019},"01","08","19","01/08/2019 19:00","2019-01-08T12:00:00",64.148]
["20070108:2000",{"v":20.6,"d":"20.60"},11.37,619,958.97,83,{"v":263.7,"d":"263.70"},4.34,52,98238,{"$f":"'Phoenix TMY 3'!$D$5","v":2019},"01","08","20","01/08/2019 20:00","2019-01-08T13:00:00",69.08000000000001]
["20070108:2100",20.86,11.71,558,938.09,79,264.63,4.37,52,98177,{"$f":"'Phoenix TMY 3'!$D$5","v":2019},"01","08","21","01/08/2019 21:00","2019-01-08T14:00:00",69.548]
["20070108:2200",21.12,12.04,435,878.36,72,265.57,{"v":4.4,"d":"4.40"},51,98116,{"$f":"'Phoenix TMY 3'!$D$5","v":2019},"01","08","22","01/08/2019 22:00","2019-01-08T15:00:00",70.016]
["20070108:2300",21.38,12.38,266,760.39,58,{"v":266.5,"d":"266.50"},4.43,50,98055,{"$f":"'Phoenix TMY 3'!$D$5","v":2019},"01","08","23","01/08/2019 23:00","2019-01-08T16:00:00",70.48400000000001]
["20070109:0000",19.75,15.81,79,453.03,32,267.15,4.17,52,98058,{"$f":"'Phoenix TMY 3'!$D$5","v":2019},"01","09","00","01/09/2019 00:00",{"$f":"(DATEVALUE(O210)+TIMEVALUE(O210))+($P$16/24)","v":"2019-01-08T17:00:00"},67.55000000000001]
["20070109:0100",18.11,19.23,0,{"v":0,"d":"0.00"},0,{"v":267.8,"d":"267.80"},{"v":3.9,"d":"3.90"},53,98062,{"$f":"'Phoenix TMY 3'!$D$5","v":2019},{"$f":"MID(A211,5,2)","v":"01"},{"$f":"MID(A211,7,2)","v":"09"},{"$f":"MID(A211,10,2)","v":"01"},{"$f":"L211&\"/\"&M211&\"/\"&K211&\" \"&N211&\":00\"","v":"01/09/2019 01:00"},"2019-01-08T18:00:00",{"$f":"((9/5)*B211)+32","v":64.598}]
["20070109:0200",16.48,22.66,0,{"v":0,"d":"0.00"},0,268.45,3.64,55,98065,{"$f":"'Phoenix TMY 3'!$D$5","v":2019},"01","09","02","01/09/2019 02:00","2019-01-08T19:00:00",61.664]
["20070109:0300",15.31,25.48,0,{"v":0,"d":"0.00"},0,267.48,3.72,57,98087,{"$f":"'Phoenix TMY 3'!$D$5","v":2019},"01","09","03","01/09/2019 03:00","2019-01-08T20:00:00",59.558]
["20070109:0400",14.14,28.29,0,{"v":0,"d":"0.00"},0,266.52,3.81,59,98110,{"$f":"'Phoenix TMY 3'!$D$5","v":2019},"01","09","04","01/09/2019 04:00","2019-01-08T21:00:00",57.452]
["20070109:0500",12.96,31.11,0,{"v":0,"d":"0.00"},0,265.55,3.89,62,98132,{"$f":"'Phoenix TMY 3'!$D$5","v":2019},"01","09","05","01/09/2019 05:00","2019-01-08T22:00:00",55.328]
["20070109:0600",11.81,34.37,0,{"v":0,"d":"0.00"},0,263.05,3.96,63,98145,{"$f":"'Phoenix TMY 3'!$D$5","v":2019},"01","09","06","01/09/2019 06:00","2019-01-08T23:00:00",53.258]
["20070109:0700",10.66,37.64,0,{"v":0,"d":"0.00"},0,260.55,4.03,63,98158,{"$f":"'Phoenix TMY 3'!$D$5","v":2019},"01","09","07","01/09/2019 07:00","2019-01-09",51.188]
["20070109:0800",9.51,{"v":40.9,"d":"40.90"},0,{"v":0,"d":"0.00"},0,258.05,{"v":4.1,"d":"4.10"},64,98170,{"$f":"'Phoenix TMY 3'!$D$5","v":2019},"01","09","08","01/09/2019 08:00","2019-01-09T01:00:00",49.117999999999995]
["20070109:0900",8.77,42.86,0,{"v":0,"d":"0.00"},0,256.05,4.15,65,98180,{"$f":"'Phoenix TMY 3'!$D$5","v":2019},"01","09","09","01/09/2019 09:00","2019-01-09T02:00:00",47.786]
["20070109:1000",8.03,44.82,0,{"v":0,"d":"0.00"},0,254.05,{"v":4.2,"d":"4.20"},66,98190,{"$f":"'Phoenix TMY 3'!$D$5","v":2019},"01","09","10","01/09/2019 10:00","2019-01-09T03:00:00",46.454]
["20070109:1100",{"v":7.3,"d":"7.30"},46.78,0,{"v":0,"d":"0.00"},0,252.05,4.25,66,98199,{"$f":"'Phoenix TMY 3'!$D$5","v":2019},"01","09","11","01/09/2019 11:00","2019-01-09T04:00:00",45.14]
["20070109:1200",7.01,46.89,0,{"v":0,"d":"0.00"},0,251.15,4.27,68,98202,{"$f":"'Phoenix TMY 3'!$D$5","v":2019},"01","09","12","01/09/2019 12:00","2019-01-09T05:00:00",44.618]
["20070109:1300",6.73,{"v":47,"d":"47.00"},0,{"v":0,"d":"0.00"},0,250.25,4.29,69,98206,{"$f":"'Phoenix TMY 3'!$D$5","v":2019},"01","09","13","01/09/2019 13:00","2019-01-09T06:00:00",44.114000000000004]
["20070109:1400",6.45,47.11,0,{"v":0,"d":"0.00"},0,249.35,{"v":4.3,"d":"4.30"},70,98209,{"$f":"'Phoenix TMY 3'!$D$5","v":2019},"01","09","14","01/09/2019 14:00","2019-01-09T07:00:00",43.61]
["20070109:1500",9.57,39.28,30,{"v":54.8,"d":"54.80"},26,252.25,4.22,72,98231,{"$f":"'Phoenix TMY 3'!$D$5","v":2019},"01","09","15","01/09/2019 15:00","2019-01-09T08:00:00",49.226]
["20070109:1600",12.69,31.45,159,{"v":272.1,"d":"272.10"},91,255.15,4.14,74,98254,{"$f":"'Phoenix TMY 3'!$D$5","v":2019},"01","09","16","01/09/2019 16:00","2019-01-09T09:00:00",54.842]
["20070109:1700",15.81,23.62,353,667.25,89,258.05,4.06,76,98276,{"$f":"'Phoenix TMY 3'!$D$5","v":2019},"01","09","17","01/09/2019 17:00","2019-01-09T10:00:00",60.458]
["20070109:1800",18.46,20.51,381,347.79,207,264.15,4.14,83,98138,{"$f":"'Phoenix TMY 3'!$D$5","v":2019},"01","09","18","01/09/2019 18:00","2019-01-09T11:00:00",65.22800000000001]
["20070109:1900",21.11,17.39,530,716.69,131,270.25,4.22,91,98001,{"$f":"'Phoenix TMY 3'!$D$5","v":2019},"01","09","19","01/09/2019 19:00","2019-01-09T12:00:00",69.99799999999999]
["20070109:2000",23.76,14.28,492,538.26,190,276.35,{"v":4.3,"d":"4.30"},98,97863,{"$f":"'Phoenix TMY 3'!$D$5","v":2019},"01","09","20","01/09/2019 20:00","2019-01-09T13:00:00",74.768]
["20070109:2100",23.56,{"v":14.7,"d":"14.70"},442,518.47,176,276.02,3.84,100,97802,{"$f":"'Phoenix TMY 3'!$D$5","v":2019},"01","09","21","01/09/2019 21:00","2019-01-09T14:00:00",74.408]
["20070109:2200",23.35,15.12,369,634.74,105,275.68,3.38,102,97741,{"$f":"'Phoenix TMY 3'!$D$5","v":2019},"01","09","22","01/09/2019 22:00","2019-01-09T15:00:00",74.03]
["20070109:2300",23.15,15.54,269,763.62,58,275.35,2.92,103,97680,{"$f":"'Phoenix TMY 3'!$D$5","v":2019},"01","09","23","01/09/2019 23:00","2019-01-09T16:00:00",73.67]
["20070110:0000",{"v":21.5,"d":"21.50"},18.87,82,{"v":459.7,"d":"459.70"},33,{"v":273.5,"d":"273.50"},3.07,99,97680,{"$f":"'Phoenix TMY 3'!$D$5","v":2019},"01","10","00","01/10/2019 00:00","2019-01-09T17:00:00",70.7]
["20070110:0100",19.85,22.19,0,{"v":0,"d":"0.00"},0,271.65,3.21,95,97680,{"$f":"'Phoenix TMY 3'!$D$5","v":2019},"01","10","01","01/10/2019 01:00","2019-01-09T18:00:00",67.73]
["20070110:0200",{"v":18.2,"d":"18.20"},25.52,0,{"v":0,"d":"0.00"},0,{"v":269.8,"d":"269.80"},3.35,91,97680,{"$f":"'Phoenix TMY 3'!$D$5","v":2019},"01","10","02","01/10/2019 02:00","2019-01-09T19:00:00",64.75999999999999]
["20070110:0300",{"v":16.6,"d":"16.60"},27.58,0,{"v":0,"d":"0.00"},0,{"v":269.3,"d":"269.30"},3.37,92,97703,{"$f":"'Phoenix TMY 3'!$D$5","v":2019},"01","10","03","01/10/2019 03:00","2019-01-09T20:00:00",61.88]
["20070110:0400",14.99,29.65,0,{"v":0,"d":"0.00"},0,{"v":268.8,"d":"268.80"},3.38,94,97725,{"$f":"'Phoenix TMY 3'!$D$5","v":2019},"01","10","04","01/10/2019 04:00","2019-01-09T21:00:00",58.982]
["20070110:0500",13.38,31.71,0,{"v":0,"d":"0.00"},0,{"v":268.3,"d":"268.30"},3.39,95,97748,{"$f":"'Phoenix TMY 3'!$D$5","v":2019},"01","10","05","01/10/2019 05:00","2019-01-09T22:00:00",56.084]
["20070110:0600",12.35,33.07,0,{"v":0,"d":"0.00"},0,267.17,3.35,94,97722,{"$f":"'Phoenix TMY 3'!$D$5","v":2019},"01","10","06","01/10/2019 06:00","2019-01-09T23:00:00",54.230000000000004]
["20070110:0700",11.31,34.44,0,{"v":0,"d":"0.00"},0,266.03,{"v":3.3,"d":"3.30"},93,97697,{"$f":"'Phoenix TMY 3'!$D$5","v":2019},"01","10","07","01/10/2019 07:00","2019-01-10",52.358000000000004]
["20070110:0800",10.28,{"v":35.8,"d":"35.80"},0,{"v":0,"d":"0.00"},0,{"v":264.9,"d":"264.90"},3.26,92,97671,{"$f":"'Phoenix TMY 3'!$D$5","v":2019},"01","10","08","01/10/2019 08:00","2019-01-10T01:00:00",50.504]
["20070110:0900",9.75,37.01,0,{"v":0,"d":"0.00"},0,{"v":264.4,"d":"264.40"},3.19,93,97645,{"$f":"'Phoenix TMY 3'!$D$5","v":2019},"01","10","09","01/10/2019 09:00","2019-01-10T02:00:00",49.55]
["20070110:1000",9.21,38.22,0,{"v":0,"d":"0.00"},0,{"v":263.9,"d":"263.90"},3.13,93,97620,{"$f":"'Phoenix TMY 3'!$D$5","v":2019},"01","10","10","01/10/2019 10:00","2019-01-10T03:00:00",48.578]
["20070110:1100",8.68,39.43,0,{"v":0,"d":"0.00"},0,{"v":263.4,"d":"263.40"},3.06,94,97594,{"$f":"'Phoenix TMY 3'!$D$5","v":2019},"01","10","11","01/10/2019 11:00","2019-01-10T04:00:00",47.624]
["20070110:1200",8.53,{"v":39.9,"d":"39.90"},0,{"v":0,"d":"0.00"},0,266.07,3.03,95,97572,{"$f":"'Phoenix TMY 3'!$D$5","v":2019},"01","10","12","01/10/2019 12:00","2019-01-10T05:00:00",47.354]
["20070110:1300",8.39,40.38,0,{"v":0,"d":"0.00"},0,268.73,2.99,96,97549,{"$f":"'Phoenix TMY 3'!$D$5","v":2019},"01","10","13","01/10/2019 13:00","2019-01-10T06:00:00",47.102000000000004]
["20070110:1400",8.24,40.85,0,{"v":0,"d":"0.00"},0,{"v":271.4,"d":"271.40"},2.95,98,97527,{"$f":"'Phoenix TMY 3'!$D$5","v":2019},"01","10","14","01/10/2019 14:00","2019-01-10T07:00:00",46.832]
["20070110:1500",10.95,34.26,26,13.64,25,280.92,{"v":2.8,"d":"2.80"},104,97527,{"$f":"'Phoenix TMY 3'!$D$5","v":2019},"01","10","15","01/10/2019 15:00","2019-01-10T08:00:00",51.71]
["20070110:1600",13.66,27.68,190,474.89,71,290.43,2.66,111,97527,{"$f":"'Phoenix TMY 3'!$D$5","v":2019},"01","10","16","01/10/2019 16:00","2019-01-10T09:00:00",56.588]
["20070110:1700",16.37,21.09,327,511.69,124,299.95,2.51,117,97527,{"$f":"'Phoenix TMY 3'!$D$5","v":2019},"01","10","17","01/10/2019 17:00","2019-01-10T10:00:00",61.466]
["20070110:1800",17.93,19.47,430,518.15,170,311.13,2.73,146,97424,{"$f":"'Phoenix TMY 3'!$D$5","v":2019},"01","10","18","01/10/2019 18:00","2019-01-10T11:00:00",64.274]
["20070110:1900",{"v":19.5,"d":"19.50"},17.84,350,153.96,264,322.32,2.95,175,97322,{"$f":"'Phoenix TMY 3'!$D$5","v":2019},"01","10","19","01/10/2019 19:00","2019-01-10T12:00:00",67.1]
["20070110:2000",21.06,16.22,388,218.36,265,{"v":333.5,"d":"333.50"},3.17,203,97219,{"$f":"'Phoenix TMY 3'!$D$5","v":2019},"01","10","20","01/10/2019 20:00","2019-01-10T13:00:00",69.908]
["20070110:2100",20.41,17.35,298,116.38,238,336.65,3.44,208,97197,{"$f":"'Phoenix TMY 3'!$D$5","v":2019},"01","10","21","01/10/2019 21:00","2019-01-10T14:00:00",68.738]
["20070110:2200",19.77,18.47,236,121.82,185,{"v":339.8,"d":"339.80"},3.71,213,97175,{"$f":"'Phoenix TMY 3'!$D$5","v":2019},"01","10","22","01/10/2019 22:00","2019-01-10T15:00:00",67.586]
["20070110:2300",19.12,{"v":19.6,"d":"19.60"},62,{"v":0,"d":"0.00"},62,342.95,3.99,218,97152,{"$f":"'Phoenix TMY 3'!$D$5","v":2019},"01","10","23","01/10/2019 23:00","2019-01-10T16:00:00",66.416]
["20070111:0000",17.92,22.73,29,{"v":0,"d":"0.00"},29,{"v":339.1,"d":"339.10"},3.82,214,97197,{"$f":"'Phoenix TMY 3'!$D$5","v":2019},"01","11","00","01/11/2019 00:00","2019-01-10T17:00:00",64.256]
["20070111:0100",16.72,25.87,0,{"v":0,"d":"0.00"},0,335.25,3.66,209,97242,{"$f":"'Phoenix TMY 3'!$D$5","v":2019},"01","11","01","01/11/2019 01:00","2019-01-10T18:00:00",62.096000000000004]
["20070111:0200",15.52,{"v":29,"d":"29.00"},0,{"v":0,"d":"0.00"},0,{"v":331.4,"d":"331.40"},3.49,205,97287,{"$f":"'Phoenix TMY 3'!$D$5","v":2019},"01","11","02","01/11/2019 02:00","2019-01-10T19:00:00",59.936]
["20070111:0300",14.85,31.17,0,{"v":0,"d":"0.00"},0,324.55,3.47,196,97319,{"$f":"'Phoenix TMY 3'!$D$5","v":2019},"01","11","03","01/11/2019 03:00","2019-01-10T20:00:00",58.730000000000004]
["20070111:0400",14.18,33.33,0,{"v":0,"d":"0.00"},0,{"v":317.7,"d":"317.70"},3.45,187,97351,{"$f":"'Phoenix TMY 3'!$D$5","v":2019},"01","11","04","01/11/2019 04:00","2019-01-10T21:00:00",57.524]
["20070111:0500",13.51,{"v":35.5,"d":"35.50"},0,{"v":0,"d":"0.00"},0,310.85,3.43,178,97383,{"$f":"'Phoenix TMY 3'!$D$5","v":2019},"01","11","05","01/11/2019 05:00","2019-01-10T22:00:00",56.318]
["20070111:0600",12.91,39.93,0,{"v":0,"d":"0.00"},0,308.08,3.39,171,97370,{"$f":"'Phoenix TMY 3'!$D$5","v":2019},"01","11","06","01/11/2019 06:00","2019-01-10T23:00:00",55.238]
["20070111:0700",{"v":12.3,"d":"12.30"},44.35,0,{"v":0,"d":"0.00"},0,305.32,3.35,164,97357,{"$f":"'Phoenix TMY 3'!$D$5","v":2019},"01","11","07","01/11/2019 07:00","2019-01-11",54.14]
["20070111:0800",{"v":11.7,"d":"11.70"},48.78,0,{"v":0,"d":"0.00"},0,302.55,3.31,158,97344,{"$f":"'Phoenix TMY 3'!$D$5","v":2019},"01","11","08","01/11/2019 08:00","2019-01-11T01:00:00",53.06]
["20070111:0900",11.25,54.13,0,{"v":0,"d":"0.00"},0,{"v":303.2,"d":"303.20"},3.21,153,97338,{"$f":"'Phoenix TMY 3'!$D$5","v":2019},"01","11","09","01/11/2019 09:00","2019-01-11T02:00:00",52.25]
["20070111:1000",10.79,59.48,0,{"v":0,"d":"0.00"},0,303.85,3.11,147,97331,{"$f":"'Phoenix TMY 3'!$D$5","v":2019},"01","11","10","01/11/2019 10:00","2019-01-11T03:00:00",51.422]
["20070111:1100",10.34,64.83,0,{"v":0,"d":"0.00"},0,{"v":304.5,"d":"304.50"},3.01,142,97325,{"$f":"'Phoenix TMY 3'!$D$5","v":2019},"01","11","11","01/11/2019 11:00","2019-01-11T04:00:00",50.612]
["20070111:1200",10.27,64.75,0,{"v":0,"d":"0.00"},0,303.65,{"v":3,"d":"3.00"},144,97315,{"$f":"'Phoenix TMY 3'!$D$5","v":2019},"01","11","12","01/11/2019 12:00","2019-01-11T05:00:00",50.486000000000004]
["20070111:1300",10.21,64.66,0,{"v":0,"d":"0.00"},0,{"v":302.8,"d":"302.80"},{"v":3,"d":"3.00"},146,97306,{"$f":"'Phoenix TMY 3'!$D$5","v":2019},"01","11","13","01/11/2019 13:00","2019-01-11T06:00:00",50.378]
["20070111:1400",10.14,64.58,0,{"v":0,"d":"0.00"},0,301.95,2.99,148,97296,{"$f":"'Phoenix TMY 3'!$D$5","v":2019},"01","11","14","01/11/2019 14:00","2019-01-11T07:00:00",50.252]
["20070111:1500",12.47,57.37,24,{"v":0,"d":"0.00"},24,303.72,3.51,158,97303,{"$f":"'Phoenix TMY 3'!$D$5","v":2019},"01","11","15","01/11/2019 15:00","2019-01-11T08:00:00",54.446]
["20070111:1600",14.79,50.17,214,652.43,50,305.48,4.03,168,97309,{"$f":"'Phoenix TMY 3'!$D$5","v":2019},"01","11","16","01/11/2019 16:00",{"$f":"(DATEVALUE(O274)+TIMEVALUE(O274))+($P$16/24)","v":"2019-01-11T09:00:00"},58.622]
["20070111:1700",17.12,42.96,403,{"v":839.4,"d":"839.40"},69,307.25,4.55,178,97315,{"$f":"'Phoenix TMY 3'!$D$5","v":2019},{"$f":"MID(A275,5,2)","v":"01"},{"$f":"MID(A275,7,2)","v":"11"},{"$f":"MID(A275,10,2)","v":"17"},{"$f":"L275&\"/\"&M275&\"/\"&K275&\" \"&N275&\":00\"","v":"01/11/2019 17:00"},"2019-01-11T10:00:00",{"$f":"((9/5)*B275)+32","v":62.816}]
["20070111:1800",18.54,37.32,533,903.91,78,{"v":306.7,"d":"306.70"},5.28,189,97187,{"$f":"'Phoenix TMY 3'!$D$5","v":2019},"01","11","18","01/11/2019 18:00","2019-01-11T11:00:00",65.372]
["20070111:1900",19.96,31.68,604,931.19,82,306.15,6.01,200,97059,{"$f":"'Phoenix TMY 3'!$D$5","v":2019},"01","11","19","01/11/2019 19:00","2019-01-11T12:00:00",67.928]
["20070111:2000",21.38,26.04,610,933.48,82,{"v":305.6,"d":"305.60"},6.74,211,96931,{"$f":"'Phoenix TMY 3'!$D$5","v":2019},"01","11","20","01/11/2019 20:00","2019-01-11T13:00:00",70.48400000000001]
["20070111:2100",21.02,26.02,551,910.89,79,303.83,6.75,211,96874,{"$f":"'Phoenix TMY 3'!$D$5","v":2019},"01","11","21","01/11/2019 21:00","2019-01-11T14:00:00",69.836]
["20070111:2200",20.67,26.01,432,856.55,71,302.07,6.76,211,96816,{"$f":"'Phoenix TMY 3'!$D$5","v":2019},"01","11","22","01/11/2019 22:00","2019-01-11T15:00:00",69.206]
["20070111:2300",20.31,25.99,267,740.97,58,{"v":300.3,"d":"300.30"},6.77,211,96758,{"$f":"'Phoenix TMY 3'!$D$5","v":2019},"01","11","23","01/11/2019 23:00","2019-01-11T16:00:00",68.55799999999999]
["20070112:0000",19.16,28.03,84,453.53,33,298.37,6.03,210,96784,{"$f":"'Phoenix TMY 3'!$D$5","v":2019},"01","12","00","01/12/2019 00:00","2019-01-11T17:00:00",66.488]
["20070112:0100",18.02,30.07,0,{"v":0,"d":"0.00"},0,296.43,5.28,208,96810,{"$f":"'Phoenix TMY 3'!$D$5","v":2019},"01","12","01","01/12/2019 01:00","2019-01-11T18:00:00",64.436]
["20070112:0200",16.87,32.11,0,{"v":0,"d":"0.00"},0,{"v":294.5,"d":"294.50"},4.54,206,96835,{"$f":"'Phoenix TMY 3'!$D$5","v":2019},"01","12","02","01/12/2019 02:00","2019-01-11T19:00:00",62.366]
["20070112:0300",16.23,34.81,0,{"v":0,"d":"0.00"},0,{"v":293.2,"d":"293.20"},4.91,200,96854,{"$f":"'Phoenix TMY 3'!$D$5","v":2019},"01","12","03","01/12/2019 03:00","2019-01-11T20:00:00",61.214]
["20070112:0400",15.58,{"v":37.5,"d":"37.50"},0,{"v":0,"d":"0.00"},0,{"v":291.9,"d":"291.90"},5.29,195,96874,{"$f":"'Phoenix TMY 3'!$D$5","v":2019},"01","12","04","01/12/2019 04:00","2019-01-11T21:00:00",60.044]
["20070112:0500",14.93,{"v":40.2,"d":"40.20"},0,{"v":0,"d":"0.00"},0,{"v":290.6,"d":"290.60"},5.67,189,96893,{"$f":"'Phoenix TMY 3'!$D$5","v":2019},"01","12","05","01/12/2019 05:00","2019-01-11T22:00:00",58.873999999999995]
["20070112:0600",14.22,{"v":43.5,"d":"43.50"},0,{"v":0,"d":"0.00"},0,288.23,{"v":5.7,"d":"5.70"},189,96890,{"$f":"'Phoenix TMY 3'!$D$5","v":2019},"01","12","06","01/12/2019 06:00","2019-01-11T23:00:00",57.596000000000004]
["20070112:0700",{"v":13.5,"d":"13.50"},46.81,0,{"v":0,"d":"0.00"},0,285.87,5.73,189,96886,{"$f":"'Phoenix TMY 3'!$D$5","v":2019},"01","12","07","01/12/2019 07:00","2019-01-12",56.3]
["20070112:0800",12.78,50.11,0,{"v":0,"d":"0.00"},0,{"v":283.5,"d":"283.50"},5.77,189,96883,{"$f":"'Phoenix TMY 3'!$D$5","v":2019},"01","12","08","01/12/2019 08:00","2019-01-12T01:00:00",55.004]
["20070112:0900",{"v":12,"d":"12.00"},55.38,0,{"v":0,"d":"0.00"},0,281.33,5.65,191,96902,{"$f":"'Phoenix TMY 3'!$D$5","v":2019},"01","12","09","01/12/2019 09:00","2019-01-12T02:00:00",53.6]
["20070112:1000",11.22,60.65,0,{"v":0,"d":"0.00"},0,279.17,5.54,193,96922,{"$f":"'Phoenix TMY 3'!$D$5","v":2019},"01","12","10","01/12/2019 10:00","2019-01-12T03:00:00",52.196]
["20070112:1100",10.45,65.92,0,{"v":0,"d":"0.00"},0,{"v":277,"d":"277.00"},5.42,195,96941,{"$f":"'Phoenix TMY 3'!$D$5","v":2019},"01","12","11","01/12/2019 11:00","2019-01-12T04:00:00",50.81]
["20070112:1200",9.75,69.66,0,{"v":0,"d":"0.00"},0,278.55,5.07,198,96986,{"$f":"'Phoenix TMY 3'!$D$5","v":2019},"01","12","12","01/12/2019 12:00","2019-01-12T05:00:00",49.55]
["20070112:1300",9.06,73.41,0,{"v":0,"d":"0.00"},0,{"v":280.1,"d":"280.10"},4.72,201,97031,{"$f":"'Phoenix TMY 3'!$D$5","v":2019},"01","12","13","01/12/2019 13:00","2019-01-12T06:00:00",48.308]
["20070112:1400",8.36,77.15,0,{"v":0,"d":"0.00"},0,281.65,4.37,203,97075,{"$f":"'Phoenix TMY 3'!$D$5","v":2019},"01","12","14","01/12/2019 14:00","2019-01-12T07:00:00",47.048]
["20070112:1500",9.49,70.72,16,{"v":0,"d":"0.00"},16,282.52,5.31,208,97117,{"$f":"'Phoenix TMY 3'!$D$5","v":2019},"01","12","15","01/12/2019 15:00","2019-01-12T08:00:00",49.082]
["20070112:1600",10.62,64.28,7,{"v":0,"d":"0.00"},7,283.38,6.26,212,97159,{"$f":"'Phoenix TMY 3'!$D$5","v":2019},"01","12","16","01/12/2019 16:00","2019-01-12T09:00:00",51.116]
["20070112:1700",11.75,57.85,303,{"v":390.8,"d":"390.80"},147,284.25,{"v":7.2,"d":"7.20"},216,97200,{"$f":"'Phoenix TMY 3'!$D$5","v":2019},"01","12","17","01/12/2019 17:00","2019-01-12T10:00:00",53.150000000000006]
["20070112:1800",12.59,{"v":55.1,"d":"55.10"},299,132.66,232,284.82,7.45,220,97152,{"$f":"'Phoenix TMY 3'!$D$5","v":2019},"01","12","18","01/12/2019 18:00","2019-01-12T11:00:00",54.662]
["20070112:1900",13.43,52.36,47,{"v":0,"d":"0.00"},47,285.38,{"v":7.7,"d":"7.70"},224,97104,{"$f":"'Phoenix TMY 3'!$D$5","v":2019},"01","12","19","01/12/2019 19:00","2019-01-12T12:00:00",56.174]
["20070112:2000",14.27,49.61,37,{"v":0,"d":"0.00"},37,285.95,7.94,228,97056,{"$f":"'Phoenix TMY 3'!$D$5","v":2019},"01","12","20","01/12/2019 20:00","2019-01-12T13:00:00",57.686]
["20070112:2100",13.79,50.97,117,{"v":0,"d":"0.00"},117,{"v":286.8,"d":"286.80"},7.64,232,97082,{"$f":"'Phoenix TMY 3'!$D$5","v":2019},"01","12","21","01/12/2019 21:00","2019-01-12T14:00:00",56.822]
["20070112:2200",{"v":13.3,"d":"13.30"},52.32,20,{"v":0,"d":"0.00"},20,287.65,7.34,237,97107,{"$f":"'Phoenix TMY 3'!$D$5","v":2019},"01","12","22","01/12/2019 22:00","2019-01-12T15:00:00",55.94]
["20070112:2300",12.82,53.68,33,{"v":0,"d":"0.00"},33,{"v":288.5,"d":"288.50"},7.03,241,97133,{"$f":"'Phoenix TMY 3'!$D$5","v":2019},"01","12","23","01/12/2019 23:00","2019-01-12T16:00:00",55.076]
["20070113:0000",11.77,54.14,23,{"v":0,"d":"0.00"},23,281.63,5.83,251,97245,{"$f":"'Phoenix TMY 3'!$D$5","v":2019},"01","13","00","01/13/2019 00:00","2019-01-12T17:00:00",53.186]
["20070113:0100",10.71,54.61,0,{"v":0,"d":"0.00"},0,274.77,4.63,261,97357,{"$f":"'Phoenix TMY 3'!$D$5","v":2019},"01","13","01","01/13/2019 01:00","2019-01-12T18:00:00",51.278000000000006]
["20070113:0200",9.66,55.07,0,{"v":0,"d":"0.00"},0,{"v":267.9,"d":"267.90"},3.43,271,97469,{"$f":"'Phoenix TMY 3'!$D$5","v":2019},"01","13","02","01/13/2019 02:00","2019-01-12T19:00:00",49.388000000000005]
["20070113:0300",{"v":8.8,"d":"8.80"},54.65,0,{"v":0,"d":"0.00"},0,263.43,{"v":2.9,"d":"2.90"},277,97524,{"$f":"'Phoenix TMY 3'!$D$5","v":2019},"01","13","03","01/13/2019 03:00","2019-01-12T20:00:00",47.84]
["20070113:0400",7.94,54.24,0,{"v":0,"d":"0.00"},0,258.97,2.36,284,97578,{"$f":"'Phoenix TMY 3'!$D$5","v":2019},"01","13","04","01/13/2019 04:00","2019-01-12T21:00:00",46.292]
["20070113:0500",7.08,53.82,0,{"v":0,"d":"0.00"},0,{"v":254.5,"d":"254.50"},1.82,290,97632,{"$f":"'Phoenix TMY 3'!$D$5","v":2019},"01","13","05","01/13/2019 05:00","2019-01-12T22:00:00",44.744]
["20070113:0600",6.27,52.98,0,{"v":0,"d":"0.00"},0,252.08,1.67,302,97671,{"$f":"'Phoenix TMY 3'!$D$5","v":2019},"01","13","06","01/13/2019 06:00","2019-01-12T23:00:00",43.286]
["20070113:0700",5.46,52.13,0,{"v":0,"d":"0.00"},0,249.67,1.52,314,97709,{"$f":"'Phoenix TMY 3'!$D$5","v":2019},"01","13","07","01/13/2019 07:00","2019-01-13",41.828]
["20070113:0800",4.65,51.29,0,{"v":0,"d":"0.00"},0,247.25,1.37,326,97748,{"$f":"'Phoenix TMY 3'!$D$5","v":2019},"01","13","08","01/13/2019 08:00","2019-01-13T01:00:00",40.370000000000005]
["20070113:0900",4.02,51.26,0,{"v":0,"d":"0.00"},0,245.88,1.46,339,97780,{"$f":"'Phoenix TMY 3'!$D$5","v":2019},"01","13","09","01/13/2019 09:00","2019-01-13T02:00:00",39.236]
["20070113:1000",3.38,51.23,0,{"v":0,"d":"0.00"},0,244.52,1.56,351,97812,{"$f":"'Phoenix TMY 3'!$D$5","v":2019},"01","13","10","01/13/2019 10:00","2019-01-13T03:00:00",38.084]
["20070113:1100",2.75,{"v":51.2,"d":"51.20"},0,{"v":0,"d":"0.00"},0,243.15,1.66,4,97844,{"$f":"'Phoenix TMY 3'!$D$5","v":2019},"01","13","11","01/13/2019 11:00","2019-01-13T04:00:00",36.95]
["20070113:1200",2.42,48.54,0,{"v":0,"d":"0.00"},0,{"v":243.6,"d":"243.60"},1.58,4,97882,{"$f":"'Phoenix TMY 3'!$D$5","v":2019},"01","13","12","01/13/2019 12:00","2019-01-13T05:00:00",36.356]
["20070113:1300",{"v":2.1,"d":"2.10"},45.87,0,{"v":0,"d":"0.00"},0,244.05,{"v":1.5,"d":"1.50"},4,97921,{"$f":"'Phoenix TMY 3'!$D$5","v":2019},"01","13","13","01/13/2019 13:00","2019-01-13T06:00:00",35.78]
["20070113:1400",1.77,43.21,0,{"v":0,"d":"0.00"},0,{"v":244.5,"d":"244.50"},1.42,4,97959,{"$f":"'Phoenix TMY 3'!$D$5","v":2019},"01","13","14","01/13/2019 14:00","2019-01-13T07:00:00",35.186]
["20070113:1500",3.66,34.85,8,{"v":0,"d":"0.00"},8,247.18,1.51,345,97965,{"$f":"'Phoenix TMY 3'!$D$5","v":2019},"01","13","15","01/13/2019 15:00","2019-01-13T08:00:00",38.588]
["20070113:1600",5.56,{"v":26.5,"d":"26.50"},29,{"v":0,"d":"0.00"},29,249.87,{"v":1.6,"d":"1.60"},326,97972,{"$f":"'Phoenix TMY 3'!$D$5","v":2019},"01","13","16","01/13/2019 16:00","2019-01-13T09:00:00",42.007999999999996]
["20070113:1700",7.45,18.14,220,114.84,174,252.55,1.68,307,97978,{"$f":"'Phoenix TMY 3'!$D$5","v":2019},"01","13","17","01/13/2019 17:00","2019-01-13T10:00:00",45.41]
["20070113:1800",8.34,16.62,288,112.46,231,253.27,2.34,293,97882,{"$f":"'Phoenix TMY 3'!$D$5","v":2019},"01","13","18","01/13/2019 18:00","2019-01-13T11:00:00",47.012]
["20070113:1900",9.22,15.11,305,83.21,258,253.98,2.99,278,97786,{"$f":"'Phoenix TMY 3'!$D$5","v":2019},"01","13","19","01/13/2019 19:00","2019-01-13T12:00:00",48.596000000000004]
["20070113:2000",10.11,13.59,324,101.66,266,{"v":254.7,"d":"254.70"},3.64,264,97690,{"$f":"'Phoenix TMY 3'!$D$5","v":2019},"01","13","20","01/13/2019 20:00","2019-01-13T13:00:00",50.198]
["20070113:2100",9.66,{"v":14.2,"d":"14.20"},207,{"v":19.1,"d":"19.10"},197,250.28,4.08,267,97671,{"$f":"'Phoenix TMY 3'!$D$5","v":2019},"01","13","21","01/13/2019 21:00","2019-01-13T14:00:00",49.388000000000005]
["20070113:2200",9.21,14.81,163,14.04,157,245.87,4.51,270,97652,{"$f":"'Phoenix TMY 3'!$D$5","v":2019},"01","13","22","01/13/2019 22:00","2019-01-13T15:00:00",48.578]
["20070113:2300",8.76,15.42,56,{"v":0,"d":"0.00"},56,241.45,4.95,274,97632,{"$f":"'Phoenix TMY 3'!$D$5","v":2019},"01","13","23","01/13/2019 23:00","2019-01-13T16:00:00",47.768]
["20070114:0000",7.49,18.82,19,{"v":0,"d":"0.00"},19,236.97,4.61,278,97703,{"$f":"'Phoenix TMY 3'!$D$5","v":2019},"01","14","00","01/14/2019 00:00","2019-01-13T17:00:00",45.482]
["20070114:0100",6.21,22.21,0,{"v":0,"d":"0.00"},0,232.48,4.27,282,97773,{"$f":"'Phoenix TMY 3'!$D$5","v":2019},"01","14","01","01/14/2019 01:00","2019-01-13T18:00:00",43.178]
["20070114:0200",4.94,25.61,0,{"v":0,"d":"0.00"},0,{"v":228,"d":"228.00"},3.93,286,97844,{"$f":"'Phoenix TMY 3'!$D$5","v":2019},"01","14","02","01/14/2019 02:00","2019-01-13T19:00:00",40.892]
["20070114:0300",4.18,26.96,0,{"v":0,"d":"0.00"},0,224.05,{"v":3.6,"d":"3.60"},280,97892,{"$f":"'Phoenix TMY 3'!$D$5","v":2019},"01","14","03","01/14/2019 03:00","2019-01-13T20:00:00",39.524]
["20070114:0400",3.42,28.32,0,{"v":0,"d":"0.00"},0,{"v":220.1,"d":"220.10"},3.28,274,97940,{"$f":"'Phoenix TMY 3'!$D$5","v":2019},"01","14","04","01/14/2019 04:00","2019-01-13T21:00:00",38.156]
["20070114:0500",2.66,29.67,0,{"v":0,"d":"0.00"},0,216.15,2.95,268,97988,{"$f":"'Phoenix TMY 3'!$D$5","v":2019},"01","14","05","01/14/2019 05:00","2019-01-13T22:00:00",36.788]
["20070114:0600",1.87,{"v":30.6,"d":"30.60"},0,{"v":0,"d":"0.00"},0,210.37,{"v":2.7,"d":"2.70"},261,98026,{"$f":"'Phoenix TMY 3'!$D$5","v":2019},"01","14","06","01/14/2019 06:00","2019-01-13T23:00:00",35.366]
["20070114:0700",1.07,31.52,0,{"v":0,"d":"0.00"},0,204.58,2.45,254,98065,{"$f":"'Phoenix TMY 3'!$D$5","v":2019},"01","14","07","01/14/2019 07:00","2019-01-14",33.926]
["20070114:0800",0.28,32.45,0,{"v":0,"d":"0.00"},0,{"v":198.8,"d":"198.80"},2.19,248,98103,{"$f":"'Phoenix TMY 3'!$D$5","v":2019},"01","14","08","01/14/2019 08:00",{"$f":"(DATEVALUE(O338)+TIMEVALUE(O338))+($P$16/24)","v":"2019-01-14T01:00:00"},32.504]
["20070114:0900",-0.33,32.55,0,{"v":0,"d":"0.00"},0,{"v":196.5,"d":"196.50"},1.89,235,98151,{"$f":"'Phoenix TMY 3'!$D$5","v":2019},{"$f":"MID(A339,5,2)","v":"01"},{"$f":"MID(A339,7,2)","v":"14"},{"$f":"MID(A339,10,2)","v":"09"},{"$f":"L339&\"/\"&M339&\"/\"&K339&\" \"&N339&\":00\"","v":"01/14/2019 09:00"},"2019-01-14T02:00:00",{"$f":"((9/5)*B339)+32","v":31.406}]
["20070114:1000",-0.94,32.66,0,{"v":0,"d":"0.00"},0,{"v":194.2,"d":"194.20"},{"v":1.6,"d":"1.60"},222,98199,{"$f":"'Phoenix TMY 3'!$D$5","v":2019},"01","14","10","01/14/2019 10:00","2019-01-14T03:00:00",30.308]
["20070114:1100",-1.54,32.76,0,{"v":0,"d":"0.00"},0,{"v":191.9,"d":"191.90"},{"v":1.3,"d":"1.30"},209,98247,{"$f":"'Phoenix TMY 3'!$D$5","v":2019},"01","14","11","01/14/2019 11:00","2019-01-14T04:00:00",29.228]
["20070114:1200",-2.11,33.78,0,{"v":0,"d":"0.00"},0,192.15,1.32,192,98311,{"$f":"'Phoenix TMY 3'!$D$5","v":2019},"01","14","12","01/14/2019 12:00","2019-01-14T05:00:00",28.201999999999998]
["20070114:1300",-2.68,34.79,0,{"v":0,"d":"0.00"},0,{"v":192.4,"d":"192.40"},1.34,175,98375,{"$f":"'Phoenix TMY 3'!$D$5","v":2019},"01","14","13","01/14/2019 13:00","2019-01-14T06:00:00",27.176]
["20070114:1400",-3.25,35.81,0,{"v":0,"d":"0.00"},0,192.65,1.37,158,98439,{"$f":"'Phoenix TMY 3'!$D$5","v":2019},"01","14","14","01/14/2019 14:00","2019-01-14T07:00:00",26.15]
["20070114:1500",-1.26,31.62,39,158.67,27,197.33,1.14,168,98465,{"$f":"'Phoenix TMY 3'!$D$5","v":2019},"01","14","15","01/14/2019 15:00","2019-01-14T08:00:00",29.732]
["20070114:1600",0.74,27.43,246,747.05,56,202.02,0.92,177,98491,{"$f":"'Phoenix TMY 3'!$D$5","v":2019},"01","14","16","01/14/2019 16:00","2019-01-14T09:00:00",33.332]
["20070114:1700",2.73,23.24,425,880.47,71,{"v":206.7,"d":"206.70"},{"v":0.7,"d":"0.70"},187,98516,{"$f":"'Phoenix TMY 3'!$D$5","v":2019},"01","14","17","01/14/2019 17:00","2019-01-14T10:00:00",36.914]
["20070114:1800",4.14,21.44,559,943.52,79,{"v":208.3,"d":"208.30"},0.94,214,98449,{"$f":"'Phoenix TMY 3'!$D$5","v":2019},"01","14","18","01/14/2019 18:00","2019-01-14T11:00:00",39.452]
["20070114:1900",5.56,19.64,634,969.87,84,{"v":209.9,"d":"209.90"},1.18,242,98382,{"$f":"'Phoenix TMY 3'!$D$5","v":2019},"01","14","19","01/14/2019 19:00","2019-01-14T12:00:00",42.007999999999996]
["20070114:2000",6.97,17.84,643,975.32,84,{"v":211.5,"d":"211.50"},1.42,269,98314,{"$f":"'Phoenix TMY 3'!$D$5","v":2019},"01","14","20","01/14/2019 20:00","2019-01-14T13:00:00",44.546]
["20070114:2100",7.14,17.56,585,957.27,81,210.07,1.64,277,98276,{"$f":"'Phoenix TMY 3'!$D$5","v":2019},"01","14","21","01/14/2019 21:00","2019-01-14T14:00:00",44.852000000000004]
["20070114:2200",7.32,17.28,465,908.63,74,208.63,1.86,285,98238,{"$f":"'Phoenix TMY 3'!$D$5","v":2019},"01","14","22","01/14/2019 22:00","2019-01-14T15:00:00",45.176]
["20070114:2300",7.49,{"v":17,"d":"17.00"},294,800.23,61,{"v":207.2,"d":"207.20"},2.08,292,98199,{"$f":"'Phoenix TMY 3'!$D$5","v":2019},"01","14","23","01/14/2019 23:00","2019-01-14T16:00:00",45.482]
["20070115:0000",6.23,21.68,100,526.18,36,206.18,1.88,303,98231,{"$f":"'Phoenix TMY 3'!$D$5","v":2019},"01","15","00","01/15/2019 00:00","2019-01-14T17:00:00",43.214]
["20070115:0100",4.98,26.37,0,{"v":0,"d":"0.00"},0,205.17,1.67,313,98263,{"$f":"'Phoenix TMY 3'!$D$5","v":2019},"01","15","01","01/15/2019 01:00","2019-01-14T18:00:00",40.964]
["20070115:0200",3.72,31.05,0,{"v":0,"d":"0.00"},0,204.15,1.46,323,98295,{"$f":"'Phoenix TMY 3'!$D$5","v":2019},"01","15","02","01/15/2019 02:00","2019-01-14T19:00:00",38.696]
["20070115:0300",2.86,33.26,0,{"v":0,"d":"0.00"},0,204.52,1.45,331,98327,{"$f":"'Phoenix TMY 3'!$D$5","v":2019},"01","15","03","01/15/2019 03:00","2019-01-14T20:00:00",37.147999999999996]
["20070115:0400",{"v":2,"d":"2.00"},35.48,0,{"v":0,"d":"0.00"},0,204.88,1.44,339,98359,{"$f":"'Phoenix TMY 3'!$D$5","v":2019},"01","15","04","01/15/2019 04:00","2019-01-14T21:00:00",35.6]
["20070115:0500",1.13,37.69,0,{"v":0,"d":"0.00"},0,205.25,1.43,347,98391,{"$f":"'Phoenix TMY 3'!$D$5","v":2019},"01","15","05","01/15/2019 05:00","2019-01-14T22:00:00",34.034]
["20070115:0600",0.45,37.87,0,{"v":0,"d":"0.00"},0,204.85,1.49,2,98427,{"$f":"'Phoenix TMY 3'!$D$5","v":2019},"01","15","06","01/15/2019 06:00","2019-01-14T23:00:00",32.81]
["20070115:0700",-0.24,38.06,0,{"v":0,"d":"0.00"},0,204.45,1.55,18,98462,{"$f":"'Phoenix TMY 3'!$D$5","v":2019},"01","15","07","01/15/2019 07:00","2019-01-15",31.568]
["20070115:0800",-0.92,38.24,0,{"v":0,"d":"0.00"},0,204.05,1.61,34,98497,{"$f":"'Phoenix TMY 3'!$D$5","v":2019},"01","15","08","01/15/2019 08:00","2019-01-15T01:00:00",30.344]
["20070115:0900",-1.46,37.47,0,{"v":0,"d":"0.00"},0,203.88,1.81,38,98532,{"$f":"'Phoenix TMY 3'!$D$5","v":2019},"01","15","09","01/15/2019 09:00","2019-01-15T02:00:00",29.372]
["20070115:1000",-2.01,36.69,0,{"v":0,"d":"0.00"},0,203.72,{"v":2,"d":"2.00"},42,98567,{"$f":"'Phoenix TMY 3'!$D$5","v":2019},"01","15","10","01/15/2019 10:00","2019-01-15T03:00:00",28.382]
["20070115:1100",-2.55,35.92,0,{"v":0,"d":"0.00"},0,203.55,2.19,47,98603,{"$f":"'Phoenix TMY 3'!$D$5","v":2019},"01","15","11","01/15/2019 11:00","2019-01-15T04:00:00",27.41]
["20070115:1200",-2.96,34.36,0,{"v":0,"d":"0.00"},0,{"v":202.6,"d":"202.60"},2.36,49,98644,{"$f":"'Phoenix TMY 3'!$D$5","v":2019},"01","15","12","01/15/2019 12:00","2019-01-15T05:00:00",26.672]
["20070115:1300",-3.36,32.81,0,{"v":0,"d":"0.00"},0,201.65,2.52,50,98686,{"$f":"'Phoenix TMY 3'!$D$5","v":2019},"01","15","13","01/15/2019 13:00","2019-01-15T06:00:00",25.951999999999998]
["20070115:1400",-3.76,31.25,0,{"v":0,"d":"0.00"},0,{"v":200.7,"d":"200.70"},2.69,52,98728,{"$f":"'Phoenix TMY 3'!$D$5","v":2019},"01","15","14","01/15/2019 14:00","2019-01-15T07:00:00",25.232]
["20070115:1500",{"v":-0.6,"d":"-0.60"},26.57,36,104.64,28,{"v":204,"d":"204.00"},2.99,47,98740,{"$f":"'Phoenix TMY 3'!$D$5","v":2019},"01","15","15","01/15/2019 15:00","2019-01-15T08:00:00",30.92]
["20070115:1600",2.55,{"v":21.9,"d":"21.90"},248,{"v":751.4,"d":"751.40"},56,{"v":207.3,"d":"207.30"},{"v":3.3,"d":"3.30"},42,98753,{"$f":"'Phoenix TMY 3'!$D$5","v":2019},"01","15","16","01/15/2019 16:00","2019-01-15T09:00:00",36.59]
["20070115:1700",5.71,17.22,430,{"v":889.4,"d":"889.40"},71,{"v":210.6,"d":"210.60"},{"v":3.6,"d":"3.60"},37,98766,{"$f":"'Phoenix TMY 3'!$D$5","v":2019},"01","15","17","01/15/2019 17:00","2019-01-15T10:00:00",42.278]
["20070115:1800",7.39,15.68,566,{"v":951.6,"d":"951.60"},80,211.22,{"v":4.1,"d":"4.10"},36,98654,{"$f":"'Phoenix TMY 3'!$D$5","v":2019},"01","15","18","01/15/2019 18:00","2019-01-15T11:00:00",45.302]
["20070115:1900",9.06,14.13,643,981.65,84,211.83,{"v":4.6,"d":"4.60"},34,98542,{"$f":"'Phoenix TMY 3'!$D$5","v":2019},"01","15","19","01/15/2019 19:00","2019-01-15T12:00:00",48.308]
["20070115:2000",10.74,12.59,652,984.66,85,212.45,{"v":5.1,"d":"5.10"},33,98430,{"$f":"'Phoenix TMY 3'!$D$5","v":2019},"01","15","20","01/15/2019 20:00","2019-01-15T13:00:00",51.332]
["20070115:2100",10.71,12.72,593,967.07,81,{"v":212.8,"d":"212.80"},5.22,33,98401,{"$f":"'Phoenix TMY 3'!$D$5","v":2019},"01","15","21","01/15/2019 21:00","2019-01-15T14:00:00",51.278000000000006]
["20070115:2200",10.68,12.86,471,915.98,74,213.15,5.33,32,98372,{"$f":"'Phoenix TMY 3'!$D$5","v":2019},"01","15","22","01/15/2019 22:00","2019-01-15T15:00:00",51.224000000000004]
["20070115:2300",10.65,12.99,300,812.04,61,{"v":213.5,"d":"213.50"},5.45,32,98343,{"$f":"'Phoenix TMY 3'!$D$5","v":2019},"01","15","23","01/15/2019 23:00","2019-01-15T16:00:00",51.17]
["20070116:0000",9.53,15.74,104,536.91,37,213.97,5.19,31,98391,{"$f":"'Phoenix TMY 3'!$D$5","v":2019},"01","16","00","01/16/2019 00:00","2019-01-15T17:00:00",49.153999999999996]
["20070116:0100",8.41,18.48,0,{"v":0,"d":"0.00"},0,214.43,4.92,30,98439,{"$f":"'Phoenix TMY 3'!$D$5","v":2019},"01","16","01","01/16/2019 01:00","2019-01-15T18:00:00",47.138]
["20070116:0200",7.29,21.23,0,{"v":0,"d":"0.00"},0,{"v":214.9,"d":"214.90"},4.66,30,98487,{"$f":"'Phoenix TMY 3'!$D$5","v":2019},"01","16","02","01/16/2019 02:00","2019-01-15T19:00:00",45.122]
["20070116:0300",6.52,{"v":22.9,"d":"22.90"},0,{"v":0,"d":"0.00"},0,215.48,4.63,31,98535,{"$f":"'Phoenix TMY 3'!$D$5","v":2019},"01","16","03","01/16/2019 03:00","2019-01-15T20:00:00",43.736]
["20070116:0400",5.75,24.56,0,{"v":0,"d":"0.00"},0,216.07,{"v":4.6,"d":"4.60"},32,98583,{"$f":"'Phoenix TMY 3'!$D$5","v":2019},"01","16","04","01/16/2019 04:00","2019-01-15T21:00:00",42.35]
["20070116:0500",4.97,26.23,0,{"v":0,"d":"0.00"},0,216.65,4.57,33,98631,{"$f":"'Phoenix TMY 3'!$D$5","v":2019},"01","16","05","01/16/2019 05:00","2019-01-15T22:00:00",40.946]
["20070116:0600",4.19,26.62,0,{"v":0,"d":"0.00"},0,215.87,4.53,35,98641,{"$f":"'Phoenix TMY 3'!$D$5","v":2019},"01","16","06","01/16/2019 06:00","2019-01-15T23:00:00",39.542]
["20070116:0700",{"v":3.4,"d":"3.40"},{"v":27,"d":"27.00"},0,{"v":0,"d":"0.00"},0,215.08,4.49,37,98651,{"$f":"'Phoenix TMY 3'!$D$5","v":2019},"01","16","07","01/16/2019 07:00","2019-01-16",38.12]
["20070116:0800",2.61,27.39,0,{"v":0,"d":"0.00"},0,{"v":214.3,"d":"214.30"},4.46,38,98660,{"$f":"'Phoenix TMY 3'!$D$5","v":2019},"01","16","08","01/16/2019 08:00","2019-01-16T01:00:00",36.698]
["20070116:0900",{"v":2,"d":"2.00"},27.07,0,{"v":0,"d":"0.00"},0,213.32,4.42,41,98651,{"$f":"'Phoenix TMY 3'!$D$5","v":2019},"01","16","09","01/16/2019 09:00","2019-01-16T02:00:00",35.6]
["20070116:1000",1.38,26.75,0,{"v":0,"d":"0.00"},0,212.33,4.38,44,98641,{"$f":"'Phoenix TMY 3'!$D$5","v":2019},"01","16","10","01/16/2019 10:00","2019-01-16T03:00:00",34.484]
["20070116:1100",0.77,26.43,0,{"v":0,"d":"0.00"},0,211.35,4.34,47,98631,{"$f":"'Phoenix TMY 3'!$D$5","v":2019},"01","16","11","01/16/2019 11:00","2019-01-16T04:00:00",33.386]
["20070116:1200",0.69,{"v":27.3,"d":"27.30"},0,{"v":0,"d":"0.00"},0,212.13,4.33,50,98651,{"$f":"'Phoenix TMY 3'!$D$5","v":2019},"01","16","12","01/16/2019 12:00","2019-01-16T05:00:00",33.242]
["20070116:1300",0.61,28.17,0,{"v":0,"d":"0.00"},0,212.92,4.31,53,98670,{"$f":"'Phoenix TMY 3'!$D$5","v":2019},"01","16","13","01/16/2019 13:00","2019-01-16T06:00:00",33.098]
["20070116:1400",0.53,29.04,0,{"v":0,"d":"0.00"},0,{"v":213.7,"d":"213.70"},4.29,56,98689,{"$f":"'Phoenix TMY 3'!$D$5","v":2019},"01","16","14","01/16/2019 14:00","2019-01-16T07:00:00",32.954]
["20070116:1500",3.07,24.96,36,{"v":103.4,"d":"103.40"},28,216.57,4.49,58,98651,{"$f":"'Phoenix TMY 3'!$D$5","v":2019},"01","16","15","01/16/2019 15:00","2019-01-16T08:00:00",37.525999999999996]
["20070116:1600",{"v":5.6,"d":"5.60"},20.87,249,751.51,56,219.43,4.69,60,98612,{"$f":"'Phoenix TMY 3'!$D$5","v":2019},"01","16","16","01/16/2019 16:00","2019-01-16T09:00:00",42.08]
["20070116:1700",8.14,16.79,429,883.22,71,{"v":222.3,"d":"222.30"},{"v":4.9,"d":"4.90"},62,98574,{"$f":"'Phoenix TMY 3'!$D$5","v":2019},"01","16","17","01/16/2019 17:00","2019-01-16T10:00:00",46.652]
["20070116:1800",10.06,14.79,565,945.78,80,224.82,5.25,67,98417,{"$f":"'Phoenix TMY 3'!$D$5","v":2019},"01","16","18","01/16/2019 18:00","2019-01-16T11:00:00",50.108000000000004]
["20070116:1900",11.97,12.79,640,{"v":972.2,"d":"972.20"},84,227.33,{"v":5.6,"d":"5.60"},72,98260,{"$f":"'Phoenix TMY 3'!$D$5","v":2019},"01","16","19","01/16/2019 19:00","2019-01-16T12:00:00",53.54600000000001]
["20070116:2000",13.89,10.79,648,974.77,84,229.85,5.96,78,98103,{"$f":"'Phoenix TMY 3'!$D$5","v":2019},"01","16","20","01/16/2019 20:00","2019-01-16T13:00:00",57.002]
["20070116:2100",{"v":14,"d":"14.00"},{"v":11,"d":"11.00"},589,954.09,81,{"v":230.5,"d":"230.50"},{"v":5.5,"d":"5.50"},78,98039,{"$f":"'Phoenix TMY 3'!$D$5","v":2019},"01","16","21","01/16/2019 21:00","2019-01-16T14:00:00",57.2]
["20070116:2200",14.11,11.21,468,902.48,74,231.15,5.04,79,97975,{"$f":"'Phoenix TMY 3'!$D$5","v":2019},"01","16","22","01/16/2019 22:00","2019-01-16T15:00:00",57.397999999999996]
["20070116:2300",14.22,11.42,298,796.55,61,{"v":231.8,"d":"231.80"},4.58,80,97911,{"$f":"'Phoenix TMY 3'!$D$5","v":2019},"01","16","23","01/16/2019 23:00","2019-01-16T16:00:00",57.596000000000004]
["20070117:0000",12.56,15.84,104,523.48,37,{"v":231.4,"d":"231.40"},{"v":4.2,"d":"4.20"},77,97940,{"$f":"'Phoenix TMY 3'!$D$5","v":2019},"01","17","00","01/17/2019 00:00",{"$f":"(DATEVALUE(O402)+TIMEVALUE(O402))+($P$16/24)","v":"2019-01-16T17:00:00"},54.608000000000004]
["20070117:0100",10.91,20.26,0,{"v":0,"d":"0.00"},0,{"v":231,"d":"231.00"},3.83,75,97969,{"$f":"'Phoenix TMY 3'!$D$5","v":2019},{"$f":"MID(A403,5,2)","v":"01"},{"$f":"MID(A403,7,2)","v":"17"},{"$f":"MID(A403,10,2)","v":"01"},{"$f":"L403&\"/\"&M403&\"/\"&K403&\" \"&N403&\":00\"","v":"01/17/2019 01:00"},"2019-01-16T18:00:00",{"$f":"((9/5)*B403)+32","v":51.638000000000005}]
["20070117:0200",9.25,24.68,0,{"v":0,"d":"0.00"},0,{"v":230.6,"d":"230.60"},3.45,72,97997,{"$f":"'Phoenix TMY 3'!$D$5","v":2019},"01","17","02","01/17/2019 02:00","2019-01-16T19:00:00",48.650000000000006]
["20070117:0300",8.07,26.48,0,{"v":0,"d":"0.00"},0,230.17,3.42,74,98004,{"$f":"'Phoenix TMY 3'!$D$5","v":2019},"01","17","03","01/17/2019 03:00","2019-01-16T20:00:00",46.526]
["20070117:0400",6.89,28.28,0,{"v":0,"d":"0.00"},0,229.73,3.38,77,98010,{"$f":"'Phoenix TMY 3'!$D$5","v":2019},"01","17","04","01/17/2019 04:00","2019-01-16T21:00:00",44.402]
["20070117:0500",{"v":5.7,"d":"5.70"},30.08,0,{"v":0,"d":"0.00"},0,{"v":229.3,"d":"229.30"},3.35,79,98017,{"$f":"'Phoenix TMY 3'!$D$5","v":2019},"01","17","05","01/17/2019 05:00","2019-01-16T22:00:00",42.26]
["20070117:0600",4.78,31.83,0,{"v":0,"d":"0.00"},0,228.55,3.31,80,98013,{"$f":"'Phoenix TMY 3'!$D$5","v":2019},"01","17","06","01/17/2019 06:00","2019-01-16T23:00:00",40.604]
["20070117:0700",3.85,33.58,0,{"v":0,"d":"0.00"},0,{"v":227.8,"d":"227.80"},3.27,81,98010,{"$f":"'Phoenix TMY 3'!$D$5","v":2019},"01","17","07","01/17/2019 07:00","2019-01-17",38.93]
["20070117:0800",2.92,35.33,0,{"v":0,"d":"0.00"},0,227.05,3.23,81,98007,{"$f":"'Phoenix TMY 3'!$D$5","v":2019},"01","17","08","01/17/2019 08:00","2019-01-17T01:00:00",37.256]
["20070117:0900",{"v":2.3,"d":"2.30"},36.58,0,{"v":0,"d":"0.00"},0,225.95,3.18,82,98007,{"$f":"'Phoenix TMY 3'!$D$5","v":2019},"01","17","09","01/17/2019 09:00","2019-01-17T02:00:00",36.14]
["20070117:1000",1.68,37.84,0,{"v":0,"d":"0.00"},0,224.85,3.13,82,98007,{"$f":"'Phoenix TMY 3'!$D$5","v":2019},"01","17","10","01/17/2019 10:00","2019-01-17T03:00:00",35.024]
["20070117:1100",1.07,39.09,0,{"v":0,"d":"0.00"},0,223.75,3.08,83,98007,{"$f":"'Phoenix TMY 3'!$D$5","v":2019},"01","17","11","01/17/2019 11:00","2019-01-17T04:00:00",33.926]
["20070117:1200",1.05,39.75,0,{"v":0,"d":"0.00"},0,224.17,3.06,84,98046,{"$f":"'Phoenix TMY 3'!$D$5","v":2019},"01","17","12","01/17/2019 12:00","2019-01-17T05:00:00",33.89]
["20070117:1300",1.04,40.41,0,{"v":0,"d":"0.00"},0,224.58,3.04,85,98084,{"$f":"'Phoenix TMY 3'!$D$5","v":2019},"01","17","13","01/17/2019 13:00","2019-01-17T06:00:00",33.872]
["20070117:1400",1.02,41.07,0,{"v":0,"d":"0.00"},0,{"v":225,"d":"225.00"},3.02,87,98122,{"$f":"'Phoenix TMY 3'!$D$5","v":2019},"01","17","14","01/17/2019 14:00","2019-01-17T07:00:00",33.836]
["20070117:1500",4.02,35.59,56,369.93,27,228.73,3.04,90,98129,{"$f":"'Phoenix TMY 3'!$D$5","v":2019},"01","17","15","01/17/2019 15:00","2019-01-17T08:00:00",39.236]
["20070117:1600",7.02,30.11,246,735.83,56,232.47,3.07,94,98135,{"$f":"'Phoenix TMY 3'!$D$5","v":2019},"01","17","16","01/17/2019 16:00","2019-01-17T09:00:00",44.635999999999996]
["20070117:1700",10.02,24.63,425,869.51,71,{"v":236.2,"d":"236.20"},3.09,97,98142,{"$f":"'Phoenix TMY 3'!$D$5","v":2019},"01","17","17","01/17/2019 17:00","2019-01-17T10:00:00",50.036]
["20070117:1800",11.83,23.06,560,934.01,79,240.53,2.95,110,98042,{"$f":"'Phoenix TMY 3'!$D$5","v":2019},"01","17","18","01/17/2019 18:00","2019-01-17T11:00:00",53.294]
["20070117:1900",13.63,21.49,636,960.92,84,244.87,2.81,123,97943,{"$f":"'Phoenix TMY 3'!$D$5","v":2019},"01","17","19","01/17/2019 19:00","2019-01-17T12:00:00",56.534000000000006]
["20070117:2000",15.44,19.92,646,966.54,84,{"v":249.2,"d":"249.20"},2.68,136,97844,{"$f":"'Phoenix TMY 3'!$D$5","v":2019},"01","17","20","01/17/2019 20:00","2019-01-17T13:00:00",59.792]
["20070117:2100",15.51,19.66,589,948.59,81,{"v":248.8,"d":"248.80"},2.29,142,97802,{"$f":"'Phoenix TMY 3'!$D$5","v":2019},"01","17","21","01/17/2019 21:00","2019-01-17T14:00:00",59.918]
["20070117:2200",15.58,19.41,470,{"v":900.4,"d":"900.40"},74,{"v":248.4,"d":"248.40"},1.91,148,97761,{"$f":"'Phoenix TMY 3'!$D$5","v":2019},"01","17","22","01/17/2019 22:00","2019-01-17T15:00:00",60.044]
["20070117:2300",15.65,19.15,301,797.88,61,{"v":248,"d":"248.00"},1.53,154,97719,{"$f":"'Phoenix TMY 3'!$D$5","v":2019},"01","17","23","01/17/2019 23:00","2019-01-17T16:00:00",60.17]
["20070118:0000",13.96,23.61,107,525.78,38,{"v":247.6,"d":"247.60"},1.77,122,97777,{"$f":"'Phoenix TMY 3'!$D$5","v":2019},"01","18","00","01/18/2019 00:00","2019-01-17T17:00:00",57.128]
["20070118:0100",12.28,28.07,0,{"v":0,"d":"0.00"},0,{"v":247.2,"d":"247.20"},2.02,91,97834,{"$f":"'Phoenix TMY 3'!$D$5","v":2019},"01","18","01","01/18/2019 01:00","2019-01-17T18:00:00",54.104]
["20070118:0200",10.59,32.53,0,{"v":0,"d":"0.00"},0,{"v":246.8,"d":"246.80"},2.26,59,97892,{"$f":"'Phoenix TMY 3'!$D$5","v":2019},"01","18","02","01/18/2019 02:00","2019-01-17T19:00:00",51.062]
["20070118:0300",9.52,{"v":35.8,"d":"35.80"},0,{"v":0,"d":"0.00"},0,250.02,2.34,64,97898,{"$f":"'Phoenix TMY 3'!$D$5","v":2019},"01","18","03","01/18/2019 03:00","2019-01-17T20:00:00",49.135999999999996]
["20070118:0400",8.45,39.08,0,{"v":0,"d":"0.00"},0,253.23,2.41,70,97905,{"$f":"'Phoenix TMY 3'!$D$5","v":2019},"01","18","04","01/18/2019 04:00","2019-01-17T21:00:00",47.21]
["20070118:0500",7.37,42.35,0,{"v":0,"d":"0.00"},0,256.45,2.48,75,97911,{"$f":"'Phoenix TMY 3'!$D$5","v":2019},"01","18","05","01/18/2019 05:00","2019-01-17T22:00:00",45.266]
["20070118:0600",6.65,{"v":43.9,"d":"43.90"},0,{"v":0,"d":"0.00"},0,258.25,2.51,76,97905,{"$f":"'Phoenix TMY 3'!$D$5","v":2019},"01","18","06","01/18/2019 06:00","2019-01-17T23:00:00",43.97]
["20070118:0700",5.92,45.44,0,{"v":0,"d":"0.00"},0,260.05,2.54,77,97898,{"$f":"'Phoenix TMY 3'!$D$5","v":2019},"01","18","07","01/18/2019 07:00","2019-01-18",42.656]
["20070118:0800",5.19,46.99,0,{"v":0,"d":"0.00"},0,261.85,2.57,78,97892,{"$f":"'Phoenix TMY 3'!$D$5","v":2019},"01","18","08","01/18/2019 08:00","2019-01-18T01:00:00",41.342]
["20070118:0900",4.54,47.66,0,{"v":0,"d":"0.00"},0,262.75,2.61,78,97889,{"$f":"'Phoenix TMY 3'!$D$5","v":2019},"01","18","09","01/18/2019 09:00","2019-01-18T02:00:00",40.172]
["20070118:1000",3.89,48.32,0,{"v":0,"d":"0.00"},0,263.65,2.66,79,97885,{"$f":"'Phoenix TMY 3'!$D$5","v":2019},"01","18","10","01/18/2019 10:00","2019-01-18T03:00:00",39.002]
["20070118:1100",3.24,48.99,0,{"v":0,"d":"0.00"},0,264.55,{"v":2.7,"d":"2.70"},79,97882,{"$f":"'Phoenix TMY 3'!$D$5","v":2019},"01","18","11","01/18/2019 11:00","2019-01-18T04:00:00",37.832]
["20070118:1200",3.18,49.03,0,{"v":0,"d":"0.00"},0,262.03,{"v":2.8,"d":"2.80"},78,97921,{"$f":"'Phoenix TMY 3'!$D$5","v":2019},"01","18","12","01/18/2019 12:00","2019-01-18T05:00:00",37.724000000000004]
["20070118:1300",3.13,49.06,0,{"v":0,"d":"0.00"},0,259.52,2.91,77,97959,{"$f":"'Phoenix TMY 3'!$D$5","v":2019},"01","18","13","01/18/2019 13:00","2019-01-18T06:00:00",37.634]
["20070118:1400",3.08,{"v":49.1,"d":"49.10"},0,{"v":0,"d":"0.00"},0,{"v":257,"d":"257.00"},3.01,76,97997,{"$f":"'Phoenix TMY 3'!$D$5","v":2019},"01","18","14","01/18/2019 14:00","2019-01-18T07:00:00",37.544]
["20070118:1500",6.05,41.24,42,176.07,28,260.05,{"v":3,"d":"3.00"},77,98004,{"$f":"'Phoenix TMY 3'!$D$5","v":2019},"01","18","15","01/18/2019 15:00","2019-01-18T08:00:00",42.89]
["20070118:1600",9.01,33.37,175,323.45,91,{"v":263.1,"d":"263.10"},2.99,77,98010,{"$f":"'Phoenix TMY 3'!$D$5","v":2019},"01","18","16","01/18/2019 16:00","2019-01-18T09:00:00",48.218]
["20070118:1700",11.98,25.51,427,870.39,71,266.15,2.98,78,98017,{"$f":"'Phoenix TMY 3'!$D$5","v":2019},"01","18","17","01/18/2019 17:00","2019-01-18T10:00:00",53.564]
["20070118:1800",14.08,23.27,564,935.69,80,270.15,3.36,92,97901,{"$f":"'Phoenix TMY 3'!$D$5","v":2019},"01","18","18","01/18/2019 18:00","2019-01-18T11:00:00",57.344]
["20070118:1900",16.18,21.04,640,963.47,84,274.15,3.74,106,97786,{"$f":"'Phoenix TMY 3'!$D$5","v":2019},"01","18","19","01/18/2019 19:00","2019-01-18T12:00:00",61.123999999999995]
["20070118:2000",18.28,{"v":18.8,"d":"18.80"},650,968.53,84,278.15,4.12,120,97671,{"$f":"'Phoenix TMY 3'!$D$5","v":2019},"01","18","20","01/18/2019 20:00","2019-01-18T13:00:00",64.904]
["20070118:2100",18.29,19.23,592,{"v":948.6,"d":"948.60"},81,278.58,4.01,130,97639,{"$f":"'Phoenix TMY 3'!$D$5","v":2019},"01","18","21","01/18/2019 21:00","2019-01-18T14:00:00",64.922]
["20070118:2200",18.31,19.65,471,895.98,74,279.02,{"v":3.9,"d":"3.90"},139,97607,{"$f":"'Phoenix TMY 3'!$D$5","v":2019},"01","18","22","01/18/2019 22:00","2019-01-18T15:00:00",64.958]
["20070118:2300",18.32,20.08,301,789.17,61,279.45,3.79,149,97575,{"$f":"'Phoenix TMY 3'!$D$5","v":2019},"01","18","23","01/18/2019 23:00","2019-01-18T16:00:00",64.976]
["20070119:0000",16.66,22.75,108,520.37,38,275.95,3.53,135,97623,{"$f":"'Phoenix TMY 3'!$D$5","v":2019},"01","19","00","01/19/2019 00:00","2019-01-18T17:00:00",61.988]
["20070119:0100",{"v":15,"d":"15.00"},25.43,0,{"v":0,"d":"0.00"},0,272.45,3.27,120,97671,{"$f":"'Phoenix TMY 3'!$D$5","v":2019},"01","19","01","01/19/2019 01:00","2019-01-18T18:00:00",59]
["20070119:0200",13.34,{"v":28.1,"d":"28.10"},0,{"v":0,"d":"0.00"},0,268.95,3.01,106,97719,{"$f":"'Phoenix TMY 3'!$D$5","v":2019},"01","19","02","01/19/2019 02:00","2019-01-18T19:00:00",56.012]
["20070119:0300",11.99,{"v":30,"d":"30.00"},0,{"v":0,"d":"0.00"},0,270.58,3.04,105,97741,{"$f":"'Phoenix TMY 3'!$D$5","v":2019},"01","19","03","01/19/2019 03:00","2019-01-18T20:00:00",53.582]
["20070119:0400",10.64,31.89,0,{"v":0,"d":"0.00"},0,272.22,3.08,104,97764,{"$f":"'Phoenix TMY 3'!$D$5","v":2019},"01","19","04","01/19/2019 04:00","2019-01-18T21:00:00",51.152]
["20070119:0500",9.28,33.79,0,{"v":0,"d":"0.00"},0,273.85,3.12,103,97786,{"$f":"'Phoenix TMY 3'!$D$5","v":2019},"01","19","05","01/19/2019 05:00","2019-01-18T22:00:00",48.704]
["20070119:0600",8.93,34.66,0,{"v":0,"d":"0.00"},0,282.72,3.05,100,97789,{"$f":"'Phoenix TMY 3'!$D$5","v":2019},"01","19","06","01/19/2019 06:00","2019-01-18T23:00:00",48.074]
["20070119:0700",8.57,35.53,0,{"v":0,"d":"0.00"},0,291.58,2.98,98,97793,{"$f":"'Phoenix TMY 3'!$D$5","v":2019},"01","19","07","01/19/2019 07:00","2019-01-19",47.426]
["20070119:0800",8.22,{"v":36.4,"d":"36.40"},0,{"v":0,"d":"0.00"},0,300.45,2.91,95,97796,{"$f":"'Phoenix TMY 3'!$D$5","v":2019},"01","19","08","01/19/2019 08:00","2019-01-19T01:00:00",46.796]
["20070119:0900",7.97,39.61,0,{"v":0,"d":"0.00"},0,304.63,2.72,91,97789,{"$f":"'Phoenix TMY 3'!$D$5","v":2019},"01","19","09","01/19/2019 09:00","2019-01-19T02:00:00",46.346000000000004]
["20070119:1000",7.72,42.82,0,{"v":0,"d":"0.00"},0,308.82,2.52,86,97783,{"$f":"'Phoenix TMY 3'!$D$5","v":2019},"01","19","10","01/19/2019 10:00","2019-01-19T03:00:00",45.896]
["20070119:1100",7.48,46.03,0,{"v":0,"d":"0.00"},0,{"v":313,"d":"313.00"},2.33,82,97777,{"$f":"'Phoenix TMY 3'!$D$5","v":2019},"01","19","11","01/19/2019 11:00","2019-01-19T04:00:00",45.464]
["20070119:1200",7.12,45.83,0,{"v":0,"d":"0.00"},0,307.08,2.54,79,97780,{"$f":"'Phoenix TMY 3'!$D$5","v":2019},"01","19","12","01/19/2019 12:00","2019-01-19T05:00:00",44.816]
["20070119:1300",6.77,45.64,0,{"v":0,"d":"0.00"},0,301.17,2.75,76,97783,{"$f":"'Phoenix TMY 3'!$D$5","v":2019},"01","19","13","01/19/2019 13:00","2019-01-19T06:00:00",44.186]
["20070119:1400",6.41,45.44,0,{"v":0,"d":"0.00"},0,295.25,2.97,74,97786,{"$f":"'Phoenix TMY 3'!$D$5","v":2019},"01","19","14","01/19/2019 14:00","2019-01-19T07:00:00",43.538]
["20070119:1500",7.48,52.92,20,{"v":0,"d":"0.00"},20,302.88,2.46,82,97773,{"$f":"'Phoenix TMY 3'!$D$5","v":2019},"01","19","15","01/19/2019 15:00","2019-01-19T08:00:00",45.464]
["20070119:1600",8.54,60.41,8,{"v":0,"d":"0.00"},8,310.52,1.96,90,97761,{"$f":"'Phoenix TMY 3'!$D$5","v":2019},"01","19","16","01/19/2019 16:00",{"$f":"(DATEVALUE(O466)+TIMEVALUE(O466))+($P$16/24)","v":"2019-01-19T09:00:00"},47.372]
["20070119:1700",9.61,67.89,63,{"v":0,"d":"0.00"},63,318.15,1.46,98,97748,{"$f":"'Phoenix TMY 3'!$D$5","v":2019},{"$f":"MID(A467,5,2)","v":"01"},{"$f":"MID(A467,7,2)","v":"19"},{"$f":"MID(A467,10,2)","v":"17"},{"$f":"L467&\"/\"&M467&\"/\"&K467&\" \"&N467&\":00\"","v":"01/19/2019 17:00"},"2019-01-19T10:00:00",{"$f":"((9/5)*B467)+32","v":49.298}]
["20070119:1800",9.64,73.15,11,{"v":0,"d":"0.00"},11,323.35,1.62,138,97652,{"$f":"'Phoenix TMY 3'!$D$5","v":2019},"01","19","18","01/19/2019 18:00","2019-01-19T11:00:00",49.352000000000004]
["20070119:1900",9.66,{"v":78.4,"d":"78.40"},111,{"v":0,"d":"0.00"},111,328.55,1.78,178,97556,{"$f":"'Phoenix TMY 3'!$D$5","v":2019},"01","19","19","01/19/2019 19:00","2019-01-19T12:00:00",49.388000000000005]
["20070119:2000",9.69,83.66,77,{"v":0,"d":"0.00"},77,333.75,1.94,218,97460,{"$f":"'Phoenix TMY 3'!$D$5","v":2019},"01","19","20","01/19/2019 20:00","2019-01-19T13:00:00",49.442]
["20070119:2100",9.61,86.15,56,{"v":0,"d":"0.00"},56,332.95,2.46,226,97444,{"$f":"'Phoenix TMY 3'!$D$5","v":2019},"01","19","21","01/19/2019 21:00","2019-01-19T14:00:00",49.298]
["20070119:2200",9.52,88.65,18,{"v":0,"d":"0.00"},18,332.15,2.98,235,97428,{"$f":"'Phoenix TMY 3'!$D$5","v":2019},"01","19","22","01/19/2019 22:00","2019-01-19T15:00:00",49.135999999999996]
["20070119:2300",9.44,91.14,23,{"v":0,"d":"0.00"},23,331.35,{"v":3.5,"d":"3.50"},243,97412,{"$f":"'Phoenix TMY 3'!$D$5","v":2019},"01","19","23","01/19/2019 23:00","2019-01-19T16:00:00",48.992000000000004]
["20070120:0000",8.49,93.12,2,{"v":0,"d":"0.00"},2,309.15,{"v":2.9,"d":"2.90"},259,97517,{"$f":"'Phoenix TMY 3'!$D$5","v":2019},"01","20","00","01/20/2019 00:00","2019-01-19T17:00:00",47.282]
["20070120:0100",7.53,{"v":95.1,"d":"95.10"},0,{"v":0,"d":"0.00"},0,286.95,{"v":2.3,"d":"2.30"},275,97623,{"$f":"'Phoenix TMY 3'!$D$5","v":2019},"01","20","01","01/20/2019 01:00","2019-01-19T18:00:00",45.554]
["20070120:0200",6.58,97.08,0,{"v":0,"d":"0.00"},0,264.75,{"v":1.7,"d":"1.70"},290,97729,{"$f":"'Phoenix TMY 3'!$D$5","v":2019},"01","20","02","01/20/2019 02:00","2019-01-19T19:00:00",43.844]
["20070120:0300",6.37,96.78,0,{"v":0,"d":"0.00"},0,262.98,1.26,261,97741,{"$f":"'Phoenix TMY 3'!$D$5","v":2019},"01","20","03","01/20/2019 03:00","2019-01-19T20:00:00",43.466]
["20070120:0400",6.16,96.48,0,{"v":0,"d":"0.00"},0,261.22,0.82,231,97754,{"$f":"'Phoenix TMY 3'!$D$5","v":2019},"01","20","04","01/20/2019 04:00","2019-01-19T21:00:00",43.088]
["20070120:0500",5.94,96.18,0,{"v":0,"d":"0.00"},0,259.45,0.39,201,97767,{"$f":"'Phoenix TMY 3'!$D$5","v":2019},"01","20","05","01/20/2019 05:00","2019-01-19T22:00:00",42.692]
["20070120:0600",{"v":5.2,"d":"5.20"},97.18,0,{"v":0,"d":"0.00"},0,258.45,0.84,186,97773,{"$f":"'Phoenix TMY 3'!$D$5","v":2019},"01","20","06","01/20/2019 06:00","2019-01-19T23:00:00",41.36]
["20070120:0700",4.46,98.18,0,{"v":0,"d":"0.00"},0,257.45,1.29,171,97780,{"$f":"'Phoenix TMY 3'!$D$5","v":2019},"01","20","07","01/20/2019 07:00","2019-01-20",40.028]
["20070120:0800",3.72,99.18,0,{"v":0,"d":"0.00"},0,256.45,1.74,155,97786,{"$f":"'Phoenix TMY 3'!$D$5","v":2019},"01","20","08","01/20/2019 08:00","2019-01-20T01:00:00",38.696]
["20070120:0900",3.33,99.45,0,{"v":0,"d":"0.00"},0,253.08,1.86,168,97802,{"$f":"'Phoenix TMY 3'!$D$5","v":2019},"01","20","09","01/20/2019 09:00","2019-01-20T02:00:00",37.994]
["20070120:1000",2.93,99.73,0,{"v":0,"d":"0.00"},0,249.72,1.99,180,97818,{"$f":"'Phoenix TMY 3'!$D$5","v":2019},"01","20","10","01/20/2019 10:00","2019-01-20T03:00:00",37.274]
["20070120:1100",2.54,{"v":100,"d":"100.00"},0,{"v":0,"d":"0.00"},0,246.35,2.11,192,97834,{"$f":"'Phoenix TMY 3'!$D$5","v":2019},"01","20","11","01/20/2019 11:00","2019-01-20T04:00:00",36.572]
["20070120:1200",2.45,{"v":100,"d":"100.00"},0,{"v":0,"d":"0.00"},0,{"v":242.4,"d":"242.40"},2.01,186,97873,{"$f":"'Phoenix TMY 3'!$D$5","v":2019},"01","20","12","01/20/2019 12:00","2019-01-20T05:00:00",36.41]
["20070120:1300",2.36,{"v":100,"d":"100.00"},0,{"v":0,"d":"0.00"},0,238.45,1.91,180,97911,{"$f":"'Phoenix TMY 3'!$D$5","v":2019},"01","20","13","01/20/2019 13:00","2019-01-20T06:00:00",36.248]
["20070120:1400",2.27,{"v":100,"d":"100.00"},0,{"v":0,"d":"0.00"},0,{"v":234.5,"d":"234.50"},1.81,174,97949,{"$f":"'Phoenix TMY 3'!$D$5","v":2019},"01","20","14","01/20/2019 14:00","2019-01-20T07:00:00",36.086]
["20070120:1500",4.13,96.28,19,{"v":0,"d":"0.00"},19,239.33,1.96,184,97991,{"$f":"'Phoenix TMY 3'!$D$5","v":2019},"01","20","15","01/20/2019 15:00","2019-01-20T08:00:00",39.434]
["20070120:1600",5.99,92.56,55,{"v":0,"d":"0.00"},55,244.17,2.11,194,98033,{"$f":"'Phoenix TMY 3'!$D$5","v":2019},"01","20","16","01/20/2019 16:00","2019-01-20T09:00:00",42.782]
["20070120:1700",7.85,88.84,235,130.72,181,{"v":249,"d":"249.00"},2.26,204,98074,{"$f":"'Phoenix TMY 3'!$D$5","v":2019},"01","20","17","01/20/2019 17:00","2019-01-20T10:00:00",46.129999999999995]
["20070120:1800",8.99,81.41,551,904.04,79,{"v":255.2,"d":"255.20"},2.86,217,98023,{"$f":"'Phoenix TMY 3'!$D$5","v":2019},"01","20","18","01/20/2019 18:00","2019-01-20T11:00:00",48.182]
["20070120:1900",10.13,73.97,629,937.16,83,{"v":261.4,"d":"261.40"},3.46,231,97972,{"$f":"'Phoenix TMY 3'!$D$5","v":2019},"01","20","19","01/20/2019 19:00","2019-01-20T12:00:00",50.234]
["20070120:2000",11.27,66.54,161,{"v":0,"d":"0.00"},161,{"v":267.6,"d":"267.60"},4.06,244,97921,{"$f":"'Phoenix TMY 3'!$D$5","v":2019},"01","20","20","01/20/2019 20:00","2019-01-20T13:00:00",52.286]
["20070120:2100",11.27,65.97,169,1.83,168,265.35,3.85,251,97879,{"$f":"'Phoenix TMY 3'!$D$5","v":2019},"01","20","21","01/20/2019 21:00","2019-01-20T14:00:00",52.286]
["20070120:2200",11.28,65.39,135,{"v":0,"d":"0.00"},135,{"v":263.1,"d":"263.10"},3.65,258,97837,{"$f":"'Phoenix TMY 3'!$D$5","v":2019},"01","20","22","01/20/2019 22:00","2019-01-20T15:00:00",52.304]
["20070120:2300",11.28,64.82,100,{"v":0,"d":"0.00"},100,260.85,3.45,266,97796,{"$f":"'Phoenix TMY 3'!$D$5","v":2019},"01","20","23","01/20/2019 23:00","2019-01-20T16:00:00",52.304]
["20070121:0000",10.53,68.44,65,99.15,51,257.83,2.73,279,97834,{"$f":"'Phoenix TMY 3'!$D$5","v":2019},"01","21","00","01/21/2019 00:00","2019-01-20T17:00:00",50.954]
["20070121:0100",9.79,72.05,0,{"v":0,"d":"0.00"},0,254.82,{"v":2,"d":"2.00"},292,97873,{"$f":"'Phoenix TMY 3'!$D$5","v":2019},"01","21","01","01/21/2019 01:00","2019-01-20T18:00:00",49.622]
["20070121:0200",9.04,75.67,0,{"v":0,"d":"0.00"},0,{"v":251.8,"d":"251.80"},1.28,305,97911,{"$f":"'Phoenix TMY 3'!$D$5","v":2019},"01","21","02","01/21/2019 02:00","2019-01-20T19:00:00",48.272]
["20070121:0300",8.38,77.25,0,{"v":0,"d":"0.00"},0,249.83,{"v":1.2,"d":"1.20"},341,97921,{"$f":"'Phoenix TMY 3'!$D$5","v":2019},"01","21","03","01/21/2019 03:00","2019-01-20T20:00:00",47.084]
["20070121:0400",7.72,78.83,0,{"v":0,"d":"0.00"},0,247.87,1.12,18,97930,{"$f":"'Phoenix TMY 3'!$D$5","v":2019},"01","21","04","01/21/2019 04:00","2019-01-20T21:00:00",45.896]
["20070121:0500",7.06,80.41,0,{"v":0,"d":"0.00"},0,{"v":245.9,"d":"245.90"},1.03,54,97940,{"$f":"'Phoenix TMY 3'!$D$5","v":2019},"01","21","05","01/21/2019 05:00","2019-01-20T22:00:00",44.708]
["20070121:0600",5.99,82.07,0,{"v":0,"d":"0.00"},0,244.15,{"v":1.2,"d":"1.20"},74,97911,{"$f":"'Phoenix TMY 3'!$D$5","v":2019},"01","21","06","01/21/2019 06:00","2019-01-20T23:00:00",42.782]
["20070121:0700",4.92,83.74,0,{"v":0,"d":"0.00"},0,{"v":242.4,"d":"242.40"},1.36,93,97882,{"$f":"'Phoenix TMY 3'!$D$5","v":2019},"01","21","07","01/21/2019 07:00","2019-01-21",40.856]
["20070121:0800",3.85,{"v":85.4,"d":"85.40"},0,{"v":0,"d":"0.00"},0,240.65,1.52,113,97853,{"$f":"'Phoenix TMY 3'!$D$5","v":2019},"01","21","08","01/21/2019 08:00","2019-01-21T01:00:00",38.93]
["20070121:0900",3.38,86.03,0,{"v":0,"d":"0.00"},0,239.55,1.65,118,97844,{"$f":"'Phoenix TMY 3'!$D$5","v":2019},"01","21","09","01/21/2019 09:00","2019-01-21T02:00:00",38.084]
["20070121:1000",2.91,86.66,0,{"v":0,"d":"0.00"},0,238.45,1.77,124,97834,{"$f":"'Phoenix TMY 3'!$D$5","v":2019},"01","21","10","01/21/2019 10:00","2019-01-21T03:00:00",37.238]
["20070121:1100",2.45,87.29,0,{"v":0,"d":"0.00"},0,237.35,{"v":1.9,"d":"1.90"},129,97825,{"$f":"'Phoenix TMY 3'!$D$5","v":2019},"01","21","11","01/21/2019 11:00","2019-01-21T04:00:00",36.41]
["20070121:1200",2.49,84.77,0,{"v":0,"d":"0.00"},0,238.65,1.92,134,97796,{"$f":"'Phoenix TMY 3'!$D$5","v":2019},"01","21","12","01/21/2019 12:00","2019-01-21T05:00:00",36.482]
["20070121:1300",2.54,82.24,0,{"v":0,"d":"0.00"},0,239.95,1.93,138,97767,{"$f":"'Phoenix TMY 3'!$D$5","v":2019},"01","21","13","01/21/2019 13:00","2019-01-21T06:00:00",36.572]
["20070121:1400",2.58,79.72,0,{"v":0,"d":"0.00"},0,241.25,1.94,142,97738,{"$f":"'Phoenix TMY 3'!$D$5","v":2019},"01","21","14","01/21/2019 14:00","2019-01-21T07:00:00",36.644]
["20070121:1500",4.75,72.81,29,11.98,28,245.92,2.05,165,97716,{"$f":"'Phoenix TMY 3'!$D$5","v":2019},"01","21","15","01/21/2019 15:00","2019-01-21T08:00:00",40.55]
["20070121:1600",6.91,{"v":65.9,"d":"65.90"},86,{"v":0,"d":"0.00"},86,250.58,2.16,188,97693,{"$f":"'Phoenix TMY 3'!$D$5","v":2019},"01","21","16","01/21/2019 16:00","2019-01-21T09:00:00",44.438]
["20070121:1700",9.08,58.99,17,{"v":0,"d":"0.00"},17,255.25,2.26,211,97671,{"$f":"'Phoenix TMY 3'!$D$5","v":2019},"01","21","17","01/21/2019 17:00","2019-01-21T10:00:00",48.344]
["20070121:1800",9.58,52.58,73,{"v":0,"d":"0.00"},73,263.62,2.82,227,97588,{"$f":"'Phoenix TMY 3'!$D$5","v":2019},"01","21","18","01/21/2019 18:00","2019-01-21T11:00:00",49.244]
["20070121:1900",10.07,46.18,128,{"v":0,"d":"0.00"},128,271.98,3.37,242,97504,{"$f":"'Phoenix TMY 3'!$D$5","v":2019},"01","21","19","01/21/2019 19:00","2019-01-21T12:00:00",50.126000000000005]
["20070121:2000",10.57,39.77,222,15.16,213,280.35,3.93,258,97421,{"$f":"'Phoenix TMY 3'!$D$5","v":2019},"01","21","20","01/21/2019 20:00","2019-01-21T13:00:00",51.025999999999996]
["20070121:2100",10.16,37.76,390,251.56,252,281.75,3.43,268,97389,{"$f":"'Phoenix TMY 3'!$D$5","v":2019},"01","21","21","01/21/2019 21:00","2019-01-21T14:00:00",50.288]
["20070121:2200",9.76,35.75,472,877.98,74,283.15,2.94,278,97357,{"$f":"'Phoenix TMY 3'!$D$5","v":2019},"01","21","22","01/21/2019 22:00","2019-01-21T15:00:00",49.568]
["20070121:2300",9.35,33.74,307,779.35,62,284.55,2.44,288,97325,{"$f":"'Phoenix TMY 3'!$D$5","v":2019},"01","21","23","01/21/2019 23:00","2019-01-21T16:00:00",48.83]
["20070122:0000",{"v":8.1,"d":"8.10"},37.92,14,{"v":0,"d":"0.00"},14,{"v":276.4,"d":"276.40"},2.05,330,97412,{"$f":"'Phoenix TMY 3'!$D$5","v":2019},"01","22","00","01/22/2019 00:00","2019-01-21T17:00:00",46.58]
["20070122:0100",6.86,42.11,0,{"v":0,"d":"0.00"},0,268.25,1.65,12,97498,{"$f":"'Phoenix TMY 3'!$D$5","v":2019},"01","22","01","01/22/2019 01:00","2019-01-21T18:00:00",44.348]
["20070122:0200",5.61,46.29,0,{"v":0,"d":"0.00"},0,{"v":260.1,"d":"260.10"},1.26,54,97584,{"$f":"'Phoenix TMY 3'!$D$5","v":2019},"01","22","02","01/22/2019 02:00","2019-01-21T19:00:00",42.098]
["20070122:0300",4.92,{"v":46.6,"d":"46.60"},0,{"v":0,"d":"0.00"},0,256.88,1.25,55,97610,{"$f":"'Phoenix TMY 3'!$D$5","v":2019},"01","22","03","01/22/2019 03:00","2019-01-21T20:00:00",40.856]
["20070122:0400",4.22,{"v":46.9,"d":"46.90"},0,{"v":0,"d":"0.00"},0,253.67,1.25,55,97636,{"$f":"'Phoenix TMY 3'!$D$5","v":2019},"01","22","04","01/22/2019 04:00","2019-01-21T21:00:00",39.596000000000004]
["20070122:0500",3.52,47.21,0,{"v":0,"d":"0.00"},0,250.45,1.24,55,97661,{"$f":"'Phoenix TMY 3'!$D$5","v":2019},"01","22","05","01/22/2019 05:00","2019-01-21T22:00:00",38.336]
["20070122:0600",{"v":3,"d":"3.00"},48.17,0,{"v":0,"d":"0.00"},0,248.22,1.22,54,97674,{"$f":"'Phoenix TMY 3'!$D$5","v":2019},"01","22","06","01/22/2019 06:00","2019-01-21T23:00:00",37.4]
["20070122:0700",2.48,49.12,0,{"v":0,"d":"0.00"},0,245.98,{"v":1.2,"d":"1.20"},52,97687,{"$f":"'Phoenix TMY 3'!$D$5","v":2019},"01","22","07","01/22/2019 07:00","2019-01-22",36.464]
["20070122:0800",1.96,50.08,0,{"v":0,"d":"0.00"},0,243.75,1.17,51,97700,{"$f":"'Phoenix TMY 3'!$D$5","v":2019},"01","22","08","01/22/2019 08:00",{"$f":"(DATEVALUE(O530)+TIMEVALUE(O530))+($P$16/24)","v":"2019-01-22T01:00:00"},35.528]
["20070122:0900",1.38,50.85,0,{"v":0,"d":"0.00"},0,242.67,1.23,58,97713,{"$f":"'Phoenix TMY 3'!$D$5","v":2019},{"$f":"MID(A531,5,2)","v":"01"},{"$f":"MID(A531,7,2)","v":"22"},{"$f":"MID(A531,10,2)","v":"09"},{"$f":"L531&\"/\"&M531&\"/\"&K531&\" \"&N531&\":00\"","v":"01/22/2019 09:00"},"2019-01-22T02:00:00",{"$f":"((9/5)*B531)+32","v":34.484}]
["20070122:1000",{"v":0.8,"d":"0.80"},51.63,0,{"v":0,"d":"0.00"},0,241.58,1.28,65,97725,{"$f":"'Phoenix TMY 3'!$D$5","v":2019},"01","22","10","01/22/2019 10:00","2019-01-22T03:00:00",33.44]
["20070122:1100",0.23,{"v":52.4,"d":"52.40"},0,{"v":0,"d":"0.00"},0,{"v":240.5,"d":"240.50"},1.34,73,97738,{"$f":"'Phoenix TMY 3'!$D$5","v":2019},"01","22","11","01/22/2019 11:00","2019-01-22T04:00:00",32.414]
["20070122:1200",-0.16,55.74,0,{"v":0,"d":"0.00"},0,238.37,1.44,76,97809,{"$f":"'Phoenix TMY 3'!$D$5","v":2019},"01","22","12","01/22/2019 12:00","2019-01-22T05:00:00",31.712]
["20070122:1300",-0.55,59.08,0,{"v":0,"d":"0.00"},0,236.23,1.54,78,97879,{"$f":"'Phoenix TMY 3'!$D$5","v":2019},"01","22","13","01/22/2019 13:00","2019-01-22T06:00:00",31.01]
["20070122:1400",-0.94,62.42,0,{"v":0,"d":"0.00"},0,{"v":234.1,"d":"234.10"},1.64,81,97949,{"$f":"'Phoenix TMY 3'!$D$5","v":2019},"01","22","14","01/22/2019 14:00","2019-01-22T07:00:00",30.308]
["20070122:1500",1.76,55.19,59,376.59,27,237.28,1.45,75,97994,{"$f":"'Phoenix TMY 3'!$D$5","v":2019},"01","22","15","01/22/2019 15:00","2019-01-22T08:00:00",35.168]
["20070122:1600",4.45,47.97,247,716.25,56,240.47,1.26,69,98039,{"$f":"'Phoenix TMY 3'!$D$5","v":2019},"01","22","16","01/22/2019 16:00","2019-01-22T09:00:00",40.01]
["20070122:1700",7.15,40.74,424,845.44,71,243.65,1.08,62,98084,{"$f":"'Phoenix TMY 3'!$D$5","v":2019},"01","22","17","01/22/2019 17:00","2019-01-22T10:00:00",44.870000000000005]
["20070122:1800",8.97,38.51,559,{"v":910.3,"d":"910.30"},79,246.78,1.71,56,98036,{"$f":"'Phoenix TMY 3'!$D$5","v":2019},"01","22","18","01/22/2019 18:00","2019-01-22T11:00:00",48.146]
["20070122:1900",{"v":10.8,"d":"10.80"},36.27,635,936.31,84,249.92,2.35,50,97988,{"$f":"'Phoenix TMY 3'!$D$5","v":2019},"01","22","19","01/22/2019 19:00","2019-01-22T12:00:00",51.44]
["20070122:2000",12.62,34.04,645,939.85,84,253.05,2.99,44,97940,{"$f":"'Phoenix TMY 3'!$D$5","v":2019},"01","22","20","01/22/2019 20:00","2019-01-22T13:00:00",54.715999999999994]
["20070122:2100",13.07,34.11,589,920.29,81,254.07,2.99,39,97914,{"$f":"'Phoenix TMY 3'!$D$5","v":2019},"01","22","21","01/22/2019 21:00","2019-01-22T14:00:00",55.525999999999996]
["20070122:2200",13.51,34.18,473,873.42,74,255.08,2.98,34,97889,{"$f":"'Phoenix TMY 3'!$D$5","v":2019},"01","22","22","01/22/2019 22:00","2019-01-22T15:00:00",56.318]
["20070122:2300",13.96,34.25,308,{"v":773.9,"d":"773.90"},62,{"v":256.1,"d":"256.10"},2.98,29,97863,{"$f":"'Phoenix TMY 3'!$D$5","v":2019},"01","22","23","01/22/2019 23:00","2019-01-22T16:00:00",57.128]
["20070123:0000",12.95,39.92,118,526.91,40,253.27,2.33,9,97940,{"$f":"'Phoenix TMY 3'!$D$5","v":2019},"01","23","00","01/23/2019 00:00","2019-01-22T17:00:00",55.31]
["20070123:0100",11.93,{"v":45.6,"d":"45.60"},0,{"v":0,"d":"0.00"},0,250.43,1.67,349,98017,{"$f":"'Phoenix TMY 3'!$D$5","v":2019},"01","23","01","01/23/2019 01:00","2019-01-22T18:00:00",53.474000000000004]
["20070123:0200",10.92,51.27,0,{"v":0,"d":"0.00"},0,{"v":247.6,"d":"247.60"},1.02,329,98094,{"$f":"'Phoenix TMY 3'!$D$5","v":2019},"01","23","02","01/23/2019 02:00","2019-01-22T19:00:00",51.656]
["20070123:0300",9.52,{"v":58.4,"d":"58.40"},0,{"v":0,"d":"0.00"},0,248.55,1.37,352,98145,{"$f":"'Phoenix TMY 3'!$D$5","v":2019},"01","23","03","01/23/2019 03:00","2019-01-22T20:00:00",49.135999999999996]
["20070123:0400",8.12,65.54,0,{"v":0,"d":"0.00"},0,{"v":249.5,"d":"249.50"},1.73,14,98196,{"$f":"'Phoenix TMY 3'!$D$5","v":2019},"01","23","04","01/23/2019 04:00","2019-01-22T21:00:00",46.616]
["20070123:0500",6.72,72.67,0,{"v":0,"d":"0.00"},0,250.45,2.08,36,98247,{"$f":"'Phoenix TMY 3'!$D$5","v":2019},"01","23","05","01/23/2019 05:00","2019-01-22T22:00:00",44.096000000000004]
["20070123:0600",5.82,73.42,0,{"v":0,"d":"0.00"},0,249.18,2.11,40,98289,{"$f":"'Phoenix TMY 3'!$D$5","v":2019},"01","23","06","01/23/2019 06:00","2019-01-22T23:00:00",42.476]
["20070123:0700",4.91,74.18,0,{"v":0,"d":"0.00"},0,247.92,2.14,44,98330,{"$f":"'Phoenix TMY 3'!$D$5","v":2019},"01","23","07","01/23/2019 07:00","2019-01-23",40.838]
["20070123:0800",4.01,74.93,0,{"v":0,"d":"0.00"},0,246.65,2.17,48,98372,{"$f":"'Phoenix TMY 3'!$D$5","v":2019},"01","23","08","01/23/2019 08:00","2019-01-23T01:00:00",39.218]
["20070123:0900",3.15,75.11,0,{"v":0,"d":"0.00"},0,{"v":244.9,"d":"244.90"},2.35,51,98404,{"$f":"'Phoenix TMY 3'!$D$5","v":2019},"01","23","09","01/23/2019 09:00","2019-01-23T02:00:00",37.67]
["20070123:1000",2.29,75.29,0,{"v":0,"d":"0.00"},0,243.15,2.54,55,98436,{"$f":"'Phoenix TMY 3'!$D$5","v":2019},"01","23","10","01/23/2019 10:00","2019-01-23T03:00:00",36.122]
["20070123:1100",1.44,75.47,0,{"v":0,"d":"0.00"},0,{"v":241.4,"d":"241.40"},2.73,59,98468,{"$f":"'Phoenix TMY 3'!$D$5","v":2019},"01","23","11","01/23/2019 11:00","2019-01-23T04:00:00",34.592]
["20070123:1200",1.14,73.77,0,{"v":0,"d":"0.00"},0,239.52,2.73,62,98491,{"$f":"'Phoenix TMY 3'!$D$5","v":2019},"01","23","12","01/23/2019 12:00","2019-01-23T05:00:00",34.052]
["20070123:1300",0.84,72.07,0,{"v":0,"d":"0.00"},0,237.63,2.73,64,98513,{"$f":"'Phoenix TMY 3'!$D$5","v":2019},"01","23","13","01/23/2019 13:00","2019-01-23T06:00:00",33.512]
["20070123:1400",0.54,70.37,0,{"v":0,"d":"0.00"},0,235.75,2.73,67,98535,{"$f":"'Phoenix TMY 3'!$D$5","v":2019},"01","23","14","01/23/2019 14:00","2019-01-23T07:00:00",32.972]
["20070123:1500",3.34,60.07,62,392.69,28,238.67,2.62,61,98548,{"$f":"'Phoenix TMY 3'!$D$5","v":2019},"01","23","15","01/23/2019 15:00","2019-01-23T08:00:00",38.012]
["20070123:1600",6.15,49.78,170,256.84,101,241.58,{"v":2.5,"d":"2.50"},56,98561,{"$f":"'Phoenix TMY 3'!$D$5","v":2019},"01","23","16","01/23/2019 16:00","2019-01-23T09:00:00",43.07]
["20070123:1700",8.95,39.48,433,859.72,72,{"v":244.5,"d":"244.50"},2.39,51,98574,{"$f":"'Phoenix TMY 3'!$D$5","v":2019},"01","23","17","01/23/2019 17:00","2019-01-23T10:00:00",48.11]
["20070123:1800",10.69,34.57,570,924.47,80,246.87,2.39,45,98459,{"$f":"'Phoenix TMY 3'!$D$5","v":2019},"01","23","18","01/23/2019 18:00","2019-01-23T11:00:00",51.242000000000004]
["20070123:1900",12.42,29.65,647,951.76,84,249.23,2.39,39,98343,{"$f":"'Phoenix TMY 3'!$D$5","v":2019},"01","23","19","01/23/2019 19:00","2019-01-23T12:00:00",54.356]
["20070123:2000",14.16,24.74,657,952.99,85,{"v":251.6,"d":"251.60"},2.39,33,98228,{"$f":"'Phoenix TMY 3'!$D$5","v":2019},"01","23","20","01/23/2019 20:00","2019-01-23T13:00:00",57.488]
["20070123:2100",{"v":14.4,"d":"14.40"},25.54,600,932.52,82,250.72,2.31,31,98167,{"$f":"'Phoenix TMY 3'!$D$5","v":2019},"01","23","21","01/23/2019 21:00","2019-01-23T14:00:00",57.92]
["20070123:2200",14.65,26.33,482,884.02,75,249.83,2.24,29,98106,{"$f":"'Phoenix TMY 3'!$D$5","v":2019},"01","23","22","01/23/2019 22:00","2019-01-23T15:00:00",58.370000000000005]
["20070123:2300",14.89,27.13,315,784.02,63,248.95,2.17,27,98046,{"$f":"'Phoenix TMY 3'!$D$5","v":2019},"01","23","23","01/23/2019 23:00","2019-01-23T16:00:00",58.80200000000001]
["20070124:0000",13.86,{"v":30.9,"d":"30.90"},123,547.88,40,248.18,2.05,25,98074,{"$f":"'Phoenix TMY 3'!$D$5","v":2019},"01","24","00","01/24/2019 00:00","2019-01-23T17:00:00",56.948]
["20070124:0100",12.82,34.66,0,{"v":0,"d":"0.00"},0,247.42,1.93,24,98103,{"$f":"'Phoenix TMY 3'!$D$5","v":2019},"01","24","01","01/24/2019 01:00","2019-01-23T18:00:00",55.076]
["20070124:0200",11.79,38.43,0,{"v":0,"d":"0.00"},0,246.65,1.81,22,98132,{"$f":"'Phoenix TMY 3'!$D$5","v":2019},"01","24","02","01/24/2019 02:00","2019-01-23T19:00:00",53.221999999999994]
["20070124:0300",9.89,48.03,0,{"v":0,"d":"0.00"},0,{"v":247.4,"d":"247.40"},2.09,35,98177,{"$f":"'Phoenix TMY 3'!$D$5","v":2019},"01","24","03","01/24/2019 03:00","2019-01-23T20:00:00",49.80200000000001]
["20070124:0400",7.99,57.62,0,{"v":0,"d":"0.00"},0,248.15,2.38,48,98222,{"$f":"'Phoenix TMY 3'!$D$5","v":2019},"01","24","04","01/24/2019 04:00","2019-01-23T21:00:00",46.382000000000005]
["20070124:0500",6.09,67.22,0,{"v":0,"d":"0.00"},0,{"v":248.9,"d":"248.90"},2.66,60,98266,{"$f":"'Phoenix TMY 3'!$D$5","v":2019},"01","24","05","01/24/2019 05:00","2019-01-23T22:00:00",42.962]
["20070124:0600",5.29,69.08,0,{"v":0,"d":"0.00"},0,247.28,2.72,62,98298,{"$f":"'Phoenix TMY 3'!$D$5","v":2019},"01","24","06","01/24/2019 06:00","2019-01-23T23:00:00",41.522]
["20070124:0700",4.48,70.94,0,{"v":0,"d":"0.00"},0,245.67,2.77,64,98330,{"$f":"'Phoenix TMY 3'!$D$5","v":2019},"01","24","07","01/24/2019 07:00","2019-01-24",40.064]
["20070124:0800",3.68,{"v":72.8,"d":"72.80"},0,{"v":0,"d":"0.00"},0,244.05,2.83,66,98363,{"$f":"'Phoenix TMY 3'!$D$5","v":2019},"01","24","08","01/24/2019 08:00","2019-01-24T01:00:00",38.624]
["20070124:0900",3.16,73.36,0,{"v":0,"d":"0.00"},0,242.32,2.84,66,98379,{"$f":"'Phoenix TMY 3'!$D$5","v":2019},"01","24","09","01/24/2019 09:00","2019-01-24T02:00:00",37.688]
["20070124:1000",2.64,73.91,0,{"v":0,"d":"0.00"},0,240.58,2.85,66,98395,{"$f":"'Phoenix TMY 3'!$D$5","v":2019},"01","24","10","01/24/2019 10:00","2019-01-24T03:00:00",36.752]
["20070124:1100",2.13,74.47,0,{"v":0,"d":"0.00"},0,238.85,2.86,65,98411,{"$f":"'Phoenix TMY 3'!$D$5","v":2019},"01","24","11","01/24/2019 11:00","2019-01-24T04:00:00",35.834]
["20070124:1200",1.85,74.56,0,{"v":0,"d":"0.00"},0,{"v":238.3,"d":"238.30"},2.85,66,98433,{"$f":"'Phoenix TMY 3'!$D$5","v":2019},"01","24","12","01/24/2019 12:00","2019-01-24T05:00:00",35.33]
["20070124:1300",1.58,74.65,0,{"v":0,"d":"0.00"},0,237.75,2.85,68,98455,{"$f":"'Phoenix TMY 3'!$D$5","v":2019},"01","24","13","01/24/2019 13:00","2019-01-24T06:00:00",34.844]
["20070124:1400",1.31,74.74,0,{"v":0,"d":"0.00"},0,{"v":237.2,"d":"237.20"},2.84,69,98478,{"$f":"'Phoenix TMY 3'!$D$5","v":2019},"01","24","14","01/24/2019 14:00","2019-01-24T07:00:00",34.358]
["20070124:1500",4.51,63.25,63,{"v":385.1,"d":"385.10"},29,241.47,2.66,68,98500,{"$f":"'Phoenix TMY 3'!$D$5","v":2019},"01","24","15","01/24/2019 15:00","2019-01-24T08:00:00",40.118]
["20070124:1600",{"v":7.7,"d":"7.70"},51.77,255,731.35,57,245.73,2.48,66,98523,{"$f":"'Phoenix TMY 3'!$D$5","v":2019},"01","24","16","01/24/2019 16:00","2019-01-24T09:00:00",45.86]
["20070124:1700",{"v":10.9,"d":"10.90"},40.28,437,864.18,72,{"v":250,"d":"250.00"},{"v":2.3,"d":"2.30"},65,98545,{"$f":"'Phoenix TMY 3'!$D$5","v":2019},"01","24","17","01/24/2019 17:00","2019-01-24T10:00:00",51.620000000000005]
["20070124:1800",13.13,35.33,575,927.08,81,254.12,2.19,59,98452,{"$f":"'Phoenix TMY 3'!$D$5","v":2019},"01","24","18","01/24/2019 18:00","2019-01-24T11:00:00",55.634]
["20070124:1900",15.36,30.39,653,955.15,85,258.23,2.08,52,98359,{"$f":"'Phoenix TMY 3'!$D$5","v":2019},"01","24","19","01/24/2019 19:00","2019-01-24T12:00:00",59.647999999999996]
["20070124:2000",17.59,25.44,665,{"v":960.9,"d":"960.90"},85,262.35,1.97,46,98266,{"$f":"'Phoenix TMY 3'!$D$5","v":2019},"01","24","20","01/24/2019 20:00","2019-01-24T13:00:00",63.662]
["20070124:2100",17.85,27.65,610,944.49,82,261.38,2.01,47,98222,{"$f":"'Phoenix TMY 3'!$D$5","v":2019},"01","24","21","01/24/2019 21:00","2019-01-24T14:00:00",64.13]
["20070124:2200",18.11,29.87,491,896.53,75,260.42,2.05,48,98177,{"$f":"'Phoenix TMY 3'!$D$5","v":2019},"01","24","22","01/24/2019 22:00","2019-01-24T15:00:00",64.598]
["20070124:2300",18.37,32.08,322,796.91,63,259.45,2.08,49,98132,{"$f":"'Phoenix TMY 3'!$D$5","v":2019},"01","24","23","01/24/2019 23:00","2019-01-24T16:00:00",65.066]
["20070125:0000",16.67,36.94,127,{"v":554.9,"d":"554.90"},41,258.98,2.05,59,98180,{"$f":"'Phoenix TMY 3'!$D$5","v":2019},"01","25","00","01/25/2019 00:00",{"$f":"(DATEVALUE(O594)+TIMEVALUE(O594))+($P$16/24)","v":"2019-01-24T17:00:00"},62.006]
["20070125:0100",14.98,41.81,0,{"v":0,"d":"0.00"},0,258.52,2.01,68,98228,{"$f":"'Phoenix TMY 3'!$D$5","v":2019},{"$f":"MID(A595,5,2)","v":"01"},{"$f":"MID(A595,7,2)","v":"25"},{"$f":"MID(A595,10,2)","v":"01"},{"$f":"L595&\"/\"&M595&\"/\"&K595&\" \"&N595&\":00\"","v":"01/25/2019 01:00"},"2019-01-24T18:00:00",{"$f":"((9/5)*B595)+32","v":58.964}]
["20070125:0200",13.28,46.67,0,{"v":0,"d":"0.00"},0,258.05,1.97,78,98276,{"$f":"'Phoenix TMY 3'!$D$5","v":2019},"01","25","02","01/25/2019 02:00","2019-01-24T19:00:00",55.903999999999996]
["20070125:0300",11.61,53.33,0,{"v":0,"d":"0.00"},0,258.57,{"v":2.2,"d":"2.20"},78,98327,{"$f":"'Phoenix TMY 3'!$D$5","v":2019},"01","25","03","01/25/2019 03:00","2019-01-24T20:00:00",52.897999999999996]
["20070125:0400",9.94,59.99,0,{"v":0,"d":"0.00"},0,259.08,2.43,77,98379,{"$f":"'Phoenix TMY 3'!$D$5","v":2019},"01","25","04","01/25/2019 04:00","2019-01-24T21:00:00",49.891999999999996]
["20070125:0500",8.27,66.65,0,{"v":0,"d":"0.00"},0,{"v":259.6,"d":"259.60"},2.66,77,98430,{"$f":"'Phoenix TMY 3'!$D$5","v":2019},"01","25","05","01/25/2019 05:00","2019-01-24T22:00:00",46.885999999999996]
["20070125:0600",7.39,69.72,0,{"v":0,"d":"0.00"},0,{"v":259,"d":"259.00"},2.83,74,98439,{"$f":"'Phoenix TMY 3'!$D$5","v":2019},"01","25","06","01/25/2019 06:00","2019-01-24T23:00:00",45.302]
["20070125:0700",{"v":6.5,"d":"6.50"},72.79,0,{"v":0,"d":"0.00"},0,{"v":258.4,"d":"258.40"},{"v":3,"d":"3.00"},70,98449,{"$f":"'Phoenix TMY 3'!$D$5","v":2019},"01","25","07","01/25/2019 07:00","2019-01-25",43.7]
["20070125:0800",5.62,75.86,0,{"v":0,"d":"0.00"},0,{"v":257.8,"d":"257.80"},3.17,67,98459,{"$f":"'Phoenix TMY 3'!$D$5","v":2019},"01","25","08","01/25/2019 08:00","2019-01-25T01:00:00",42.116]
["20070125:0900",5.14,76.02,0,{"v":0,"d":"0.00"},0,256.78,3.25,66,98436,{"$f":"'Phoenix TMY 3'!$D$5","v":2019},"01","25","09","01/25/2019 09:00","2019-01-25T02:00:00",41.251999999999995]
["20070125:1000",4.66,76.19,0,{"v":0,"d":"0.00"},0,255.77,3.33,65,98414,{"$f":"'Phoenix TMY 3'!$D$5","v":2019},"01","25","10","01/25/2019 10:00","2019-01-25T03:00:00",40.388]
["20070125:1100",4.19,76.35,0,{"v":0,"d":"0.00"},0,254.75,3.41,64,98391,{"$f":"'Phoenix TMY 3'!$D$5","v":2019},"01","25","11","01/25/2019 11:00","2019-01-25T04:00:00",39.542]
["20070125:1200",4.07,75.88,0,{"v":0,"d":"0.00"},0,253.83,{"v":3.4,"d":"3.40"},66,98404,{"$f":"'Phoenix TMY 3'!$D$5","v":2019},"01","25","12","01/25/2019 12:00","2019-01-25T05:00:00",39.326]
["20070125:1300",3.95,75.42,0,{"v":0,"d":"0.00"},0,252.92,{"v":3.4,"d":"3.40"},68,98417,{"$f":"'Phoenix TMY 3'!$D$5","v":2019},"01","25","13","01/25/2019 13:00","2019-01-25T06:00:00",39.11]
["20070125:1400",3.83,74.95,0,{"v":0,"d":"0.00"},0,{"v":252,"d":"252.00"},3.39,69,98430,{"$f":"'Phoenix TMY 3'!$D$5","v":2019},"01","25","14","01/25/2019 14:00","2019-01-25T07:00:00",38.894]
["20070125:1500",7.04,62.67,65,399.59,29,254.93,3.39,70,98433,{"$f":"'Phoenix TMY 3'!$D$5","v":2019},"01","25","15","01/25/2019 15:00","2019-01-25T08:00:00",44.672]
["20070125:1600",10.26,50.39,257,732.85,57,257.87,3.38,71,98436,{"$f":"'Phoenix TMY 3'!$D$5","v":2019},"01","25","16","01/25/2019 16:00","2019-01-25T09:00:00",50.468]
["20070125:1700",13.47,38.11,439,{"v":863.7,"d":"863.70"},72,{"v":260.8,"d":"260.80"},3.38,72,98439,{"$f":"'Phoenix TMY 3'!$D$5","v":2019},"01","25","17","01/25/2019 17:00","2019-01-25T10:00:00",56.246]
["20070125:1800",15.38,33.23,578,927.66,81,262.37,3.97,77,98314,{"$f":"'Phoenix TMY 3'!$D$5","v":2019},"01","25","18","01/25/2019 18:00","2019-01-25T11:00:00",59.684]
["20070125:1900",17.29,28.36,658,958.39,85,263.93,4.57,81,98190,{"$f":"'Phoenix TMY 3'!$D$5","v":2019},"01","25","19","01/25/2019 19:00","2019-01-25T12:00:00",63.122]
["20070125:2000",{"v":19.2,"d":"19.20"},23.48,670,962.04,86,{"v":265.5,"d":"265.50"},5.16,86,98065,{"$f":"'Phoenix TMY 3'!$D$5","v":2019},"01","25","20","01/25/2019 20:00","2019-01-25T13:00:00",66.56]
["20070125:2100",19.06,23.45,615,945.55,83,266.85,4.93,88,97978,{"$f":"'Phoenix TMY 3'!$D$5","v":2019},"01","25","21","01/25/2019 21:00","2019-01-25T14:00:00",66.30799999999999]
["20070125:2200",18.91,23.41,496,898.06,76,{"v":268.2,"d":"268.20"},{"v":4.7,"d":"4.70"},90,97892,{"$f":"'Phoenix TMY 3'!$D$5","v":2019},"01","25","22","01/25/2019 22:00","2019-01-25T15:00:00",66.03800000000001]
["20070125:2300",18.77,23.38,326,797.25,64,269.55,4.47,93,97805,{"$f":"'Phoenix TMY 3'!$D$5","v":2019},"01","25","23","01/25/2019 23:00","2019-01-25T16:00:00",65.786]
["20070126:0000",17.16,29.98,130,555.21,42,269.13,4.15,103,97809,{"$f":"'Phoenix TMY 3'!$D$5","v":2019},"01","26","00","01/26/2019 00:00","2019-01-25T17:00:00",62.888000000000005]
["20070126:0100",15.54,36.59,0,{"v":0,"d":"0.00"},0,268.72,3.83,113,97812,{"$f":"'Phoenix TMY 3'!$D$5","v":2019},"01","26","01","01/26/2019 01:00","2019-01-25T18:00:00",59.971999999999994]
["20070126:0200",13.93,43.19,0,{"v":0,"d":"0.00"},0,{"v":268.3,"d":"268.30"},3.52,124,97815,{"$f":"'Phoenix TMY 3'!$D$5","v":2019},"01","26","02","01/26/2019 02:00","2019-01-25T19:00:00",57.074]
["20070126:0300",12.98,43.93,0,{"v":0,"d":"0.00"},0,{"v":267.9,"d":"267.90"},3.46,118,97844,{"$f":"'Phoenix TMY 3'!$D$5","v":2019},"01","26","03","01/26/2019 03:00","2019-01-25T20:00:00",55.364000000000004]
["20070126:0400",12.02,44.67,0,{"v":0,"d":"0.00"},0,{"v":267.5,"d":"267.50"},{"v":3.4,"d":"3.40"},112,97873,{"$f":"'Phoenix TMY 3'!$D$5","v":2019},"01","26","04","01/26/2019 04:00","2019-01-25T21:00:00",53.635999999999996]
["20070126:0500",11.06,45.41,0,{"v":0,"d":"0.00"},0,{"v":267.1,"d":"267.10"},3.34,106,97901,{"$f":"'Phoenix TMY 3'!$D$5","v":2019},"01","26","05","01/26/2019 05:00","2019-01-25T22:00:00",51.908]
["20070126:0600",10.11,49.88,0,{"v":0,"d":"0.00"},0,{"v":265,"d":"265.00"},{"v":3.2,"d":"3.20"},98,97901,{"$f":"'Phoenix TMY 3'!$D$5","v":2019},"01","26","06","01/26/2019 06:00","2019-01-25T23:00:00",50.198]
["20070126:0700",9.15,54.35,0,{"v":0,"d":"0.00"},0,{"v":262.9,"d":"262.90"},3.06,91,97901,{"$f":"'Phoenix TMY 3'!$D$5","v":2019},"01","26","07","01/26/2019 07:00","2019-01-26",48.47]
["20070126:0800",{"v":8.2,"d":"8.20"},58.82,0,{"v":0,"d":"0.00"},0,{"v":260.8,"d":"260.80"},2.92,84,97901,{"$f":"'Phoenix TMY 3'!$D$5","v":2019},"01","26","08","01/26/2019 08:00","2019-01-26T01:00:00",46.76]
["20070126:0900",7.42,64.03,0,{"v":0,"d":"0.00"},0,260.93,2.82,82,97892,{"$f":"'Phoenix TMY 3'!$D$5","v":2019},"01","26","09","01/26/2019 09:00","2019-01-26T02:00:00",45.356]
["20070126:1000",6.64,69.25,0,{"v":0,"d":"0.00"},0,261.07,2.71,79,97882,{"$f":"'Phoenix TMY 3'!$D$5","v":2019},"01","26","10","01/26/2019 10:00","2019-01-26T03:00:00",43.952]
["20070126:1100",5.87,74.46,0,{"v":0,"d":"0.00"},0,{"v":261.2,"d":"261.20"},2.61,77,97873,{"$f":"'Phoenix TMY 3'!$D$5","v":2019},"01","26","11","01/26/2019 11:00","2019-01-26T04:00:00",42.566]
["20070126:1200",5.39,75.33,0,{"v":0,"d":"0.00"},0,{"v":258.8,"d":"258.80"},2.52,80,97873,{"$f":"'Phoenix TMY 3'!$D$5","v":2019},"01","26","12","01/26/2019 12:00","2019-01-26T05:00:00",41.702]
["20070126:1300",4.92,{"v":76.2,"d":"76.20"},0,{"v":0,"d":"0.00"},0,{"v":256.4,"d":"256.40"},2.44,83,97873,{"$f":"'Phoenix TMY 3'!$D$5","v":2019},"01","26","13","01/26/2019 13:00","2019-01-26T06:00:00",40.856]
["20070126:1400",4.44,77.07,0,{"v":0,"d":"0.00"},0,{"v":254,"d":"254.00"},2.36,87,97873,{"$f":"'Phoenix TMY 3'!$D$5","v":2019},"01","26","14","01/26/2019 14:00","2019-01-26T07:00:00",39.992000000000004]
["20070126:1500",7.31,64.86,66,402.22,29,{"v":257.3,"d":"257.30"},2.27,96,97879,{"$f":"'Phoenix TMY 3'!$D$5","v":2019},"01","26","15","01/26/2019 15:00","2019-01-26T08:00:00",45.158]
["20070126:1600",10.17,52.64,258,730.44,57,{"v":260.6,"d":"260.60"},2.18,106,97885,{"$f":"'Phoenix TMY 3'!$D$5","v":2019},"01","26","16","01/26/2019 16:00","2019-01-26T09:00:00",50.306]
["20070126:1700",13.04,40.43,438,856.03,72,{"v":263.9,"d":"263.90"},{"v":2.1,"d":"2.10"},116,97892,{"$f":"'Phoenix TMY 3'!$D$5","v":2019},"01","26","17","01/26/2019 17:00","2019-01-26T10:00:00",55.471999999999994]
["20070126:1800",14.49,37.62,576,{"v":918.8,"d":"918.80"},81,268.53,1.91,144,97799,{"$f":"'Phoenix TMY 3'!$D$5","v":2019},"01","26","18","01/26/2019 18:00","2019-01-26T11:00:00",58.082]
["20070126:1900",15.95,34.81,654,{"v":946.5,"d":"946.50"},85,273.17,1.72,173,97706,{"$f":"'Phoenix TMY 3'!$D$5","v":2019},"01","26","19","01/26/2019 19:00","2019-01-26T12:00:00",60.71]
["20070126:2000",{"v":17.4,"d":"17.40"},{"v":32,"d":"32.00"},666,951.59,85,{"v":277.8,"d":"277.80"},1.53,202,97613,{"$f":"'Phoenix TMY 3'!$D$5","v":2019},"01","26","20","01/26/2019 20:00","2019-01-26T13:00:00",63.31999999999999]
["20070126:2100",17.57,31.73,610,932.38,82,276.15,1.79,222,97584,{"$f":"'Phoenix TMY 3'!$D$5","v":2019},"01","26","21","01/26/2019 21:00","2019-01-26T14:00:00",63.626000000000005]
["20070126:2200",17.74,31.45,493,884.64,76,{"v":274.5,"d":"274.50"},2.05,242,97556,{"$f":"'Phoenix TMY 3'!$D$5","v":2019},"01","26","22","01/26/2019 22:00","2019-01-26T15:00:00",63.932]
["20070126:2300",17.91,31.18,326,788.47,64,272.85,{"v":2.3,"d":"2.30"},262,97527,{"$f":"'Phoenix TMY 3'!$D$5","v":2019},"01","26","23","01/26/2019 23:00","2019-01-26T16:00:00",64.238]
["20070127:0000",16.66,37.67,132,555.42,42,{"v":269.5,"d":"269.50"},{"v":1.9,"d":"1.90"},264,97572,{"$f":"'Phoenix TMY 3'!$D$5","v":2019},"01","27","00","01/27/2019 00:00","2019-01-26T17:00:00",61.988]
["20070127:0100",{"v":15.4,"d":"15.40"},44.15,0,{"v":0,"d":"0.00"},0,266.15,1.49,267,97616,{"$f":"'Phoenix TMY 3'!$D$5","v":2019},"01","27","01","01/27/2019 01:00","2019-01-26T18:00:00",59.72]
["20070127:0200",14.15,50.64,0,{"v":0,"d":"0.00"},0,{"v":262.8,"d":"262.80"},1.09,269,97661,{"$f":"'Phoenix TMY 3'!$D$5","v":2019},"01","27","02","01/27/2019 02:00","2019-01-26T19:00:00",57.47]
["20070127:0300",13.62,47.69,0,{"v":0,"d":"0.00"},0,262.63,1.09,229,97690,{"$f":"'Phoenix TMY 3'!$D$5","v":2019},"01","27","03","01/27/2019 03:00","2019-01-26T20:00:00",56.516]
["20070127:0400",13.09,44.73,0,{"v":0,"d":"0.00"},0,262.47,{"v":1.1,"d":"1.10"},189,97719,{"$f":"'Phoenix TMY 3'!$D$5","v":2019},"01","27","04","01/27/2019 04:00","2019-01-26T21:00:00",55.562]
["20070127:0500",12.55,41.78,0,{"v":0,"d":"0.00"},0,{"v":262.3,"d":"262.30"},{"v":1.1,"d":"1.10"},149,97748,{"$f":"'Phoenix TMY 3'!$D$5","v":2019},"01","27","05","01/27/2019 05:00","2019-01-26T22:00:00",54.59]
["20070127:0600",10.84,46.08,0,{"v":0,"d":"0.00"},0,260.93,1.54,140,97754,{"$f":"'Phoenix TMY 3'!$D$5","v":2019},"01","27","06","01/27/2019 06:00","2019-01-26T23:00:00",51.512]
["20070127:0700",9.12,50.37,0,{"v":0,"d":"0.00"},0,259.57,1.99,130,97761,{"$f":"'Phoenix TMY 3'!$D$5","v":2019},"01","27","07","01/27/2019 07:00","2019-01-27",48.416]
["20070127:0800",7.41,54.67,0,{"v":0,"d":"0.00"},0,{"v":258.2,"d":"258.20"},2.43,121,97767,{"$f":"'Phoenix TMY 3'!$D$5","v":2019},"01","27","08","01/27/2019 08:00","2019-01-27T01:00:00",45.338]
["20070127:0900",6.77,59.48,0,{"v":0,"d":"0.00"},0,{"v":256.6,"d":"256.60"},2.45,119,97786,{"$f":"'Phoenix TMY 3'!$D$5","v":2019},"01","27","09","01/27/2019 09:00","2019-01-27T02:00:00",44.186]
["20070127:1000",6.13,{"v":64.3,"d":"64.30"},0,{"v":0,"d":"0.00"},0,{"v":255,"d":"255.00"},2.46,116,97805,{"$f":"'Phoenix TMY 3'!$D$5","v":2019},"01","27","10","01/27/2019 10:00","2019-01-27T03:00:00",43.034]
["20070127:1100",{"v":5.5,"d":"5.50"},69.11,0,{"v":0,"d":"0.00"},0,{"v":253.4,"d":"253.40"},2.48,114,97825,{"$f":"'Phoenix TMY 3'!$D$5","v":2019},"01","27","11","01/27/2019 11:00","2019-01-27T04:00:00",41.9]
["20070127:1200",5.14,71.48,0,{"v":0,"d":"0.00"},0,252.23,2.56,113,97850,{"$f":"'Phoenix TMY 3'!$D$5","v":2019},"01","27","12","01/27/2019 12:00","2019-01-27T05:00:00",41.251999999999995]
["20070127:1300",4.78,73.86,0,{"v":0,"d":"0.00"},0,251.07,2.63,112,97876,{"$f":"'Phoenix TMY 3'!$D$5","v":2019},"01","27","13","01/27/2019 13:00","2019-01-27T06:00:00",40.604]
["20070127:1400",4.42,76.23,0,{"v":0,"d":"0.00"},0,{"v":249.9,"d":"249.90"},{"v":2.7,"d":"2.70"},110,97901,{"$f":"'Phoenix TMY 3'!$D$5","v":2019},"01","27","14","01/27/2019 14:00","2019-01-27T07:00:00",39.956]
["20070127:1500",7.85,64.76,67,393.68,30,254.48,2.56,118,97927,{"$f":"'Phoenix TMY 3'!$D$5","v":2019},"01","27","15","01/27/2019 15:00","2019-01-27T08:00:00",46.129999999999995]
["20070127:1600",11.28,53.28,177,263.03,104,259.07,2.42,125,97953,{"$f":"'Phoenix TMY 3'!$D$5","v":2019},"01","27","16","01/27/2019 16:00",{"$f":"(DATEVALUE(O658)+TIMEVALUE(O658))+($P$16/24)","v":"2019-01-27T09:00:00"},52.304]
["20070127:1700",14.71,41.81,389,678.62,97,263.65,2.28,133,97978,{"$f":"'Phoenix TMY 3'!$D$5","v":2019},{"$f":"MID(A659,5,2)","v":"01"},{"$f":"MID(A659,7,2)","v":"27"},{"$f":"MID(A659,10,2)","v":"17"},{"$f":"L659&\"/\"&M659&\"/\"&K659&\" \"&N659&\":00\"","v":"01/27/2019 17:00"},"2019-01-27T10:00:00",{"$f":"((9/5)*B659)+32","v":58.478}]
["20070127:1800",{"v":16.1,"d":"16.10"},38.48,519,729.03,124,267.08,{"v":2.3,"d":"2.30"},155,97911,{"$f":"'Phoenix TMY 3'!$D$5","v":2019},"01","27","18","01/27/2019 18:00","2019-01-27T11:00:00",60.980000000000004]
["20070127:1900",17.49,35.15,657,{"v":946.2,"d":"946.20"},85,270.52,2.33,176,97844,{"$f":"'Phoenix TMY 3'!$D$5","v":2019},"01","27","19","01/27/2019 19:00","2019-01-27T12:00:00",63.482]
["20070127:2000",18.88,31.82,670,950.93,86,273.95,2.36,198,97777,{"$f":"'Phoenix TMY 3'!$D$5","v":2019},"01","27","20","01/27/2019 20:00","2019-01-27T13:00:00",65.98400000000001]
["20070127:2100",18.84,31.71,616,935.08,83,272.38,{"v":2.4,"d":"2.40"},206,97745,{"$f":"'Phoenix TMY 3'!$D$5","v":2019},"01","27","21","01/27/2019 21:00","2019-01-27T14:00:00",65.912]
["20070127:2200",18.79,{"v":31.6,"d":"31.60"},399,{"v":494.6,"d":"494.60"},164,270.82,2.43,214,97713,{"$f":"'Phoenix TMY 3'!$D$5","v":2019},"01","27","22","01/27/2019 22:00","2019-01-27T15:00:00",65.822]
["20070127:2300",18.75,31.49,265,452.41,113,269.25,2.47,222,97680,{"$f":"'Phoenix TMY 3'!$D$5","v":2019},"01","27","23","01/27/2019 23:00","2019-01-27T16:00:00",65.75]
["20070128:0000",17.58,36.21,137,567.63,43,267.15,2.14,168,97706,{"$f":"'Phoenix TMY 3'!$D$5","v":2019},"01","28","00","01/28/2019 00:00","2019-01-27T17:00:00",63.644]
["20070128:0100",16.42,40.93,0,{"v":0,"d":"0.00"},0,265.05,1.81,114,97732,{"$f":"'Phoenix TMY 3'!$D$5","v":2019},"01","28","01","01/28/2019 01:00","2019-01-27T18:00:00",61.556000000000004]
["20070128:0200",15.25,45.65,0,{"v":0,"d":"0.00"},0,262.95,1.48,60,97757,{"$f":"'Phoenix TMY 3'!$D$5","v":2019},"01","28","02","01/28/2019 02:00","2019-01-27T19:00:00",59.45]
["20070128:0300",13.56,51.99,0,{"v":0,"d":"0.00"},0,{"v":262.9,"d":"262.90"},1.75,69,97777,{"$f":"'Phoenix TMY 3'!$D$5","v":2019},"01","28","03","01/28/2019 03:00","2019-01-27T20:00:00",56.408]
["20070128:0400",11.86,58.34,0,{"v":0,"d":"0.00"},0,262.85,2.03,78,97796,{"$f":"'Phoenix TMY 3'!$D$5","v":2019},"01","28","04","01/28/2019 04:00","2019-01-27T21:00:00",53.348]
["20070128:0500",10.16,64.68,0,{"v":0,"d":"0.00"},0,{"v":262.8,"d":"262.80"},{"v":2.3,"d":"2.30"},86,97815,{"$f":"'Phoenix TMY 3'!$D$5","v":2019},"01","28","05","01/28/2019 05:00","2019-01-27T22:00:00",50.288]
["20070128:0600",8.93,67.93,0,{"v":0,"d":"0.00"},0,261.08,2.32,86,97818,{"$f":"'Phoenix TMY 3'!$D$5","v":2019},"01","28","06","01/28/2019 06:00","2019-01-27T23:00:00",48.074]
["20070128:0700",7.69,71.17,0,{"v":0,"d":"0.00"},0,259.37,2.34,85,97821,{"$f":"'Phoenix TMY 3'!$D$5","v":2019},"01","28","07","01/28/2019 07:00","2019-01-28",45.842]
["20070128:0800",6.46,74.42,0,{"v":0,"d":"0.00"},0,257.65,2.36,85,97825,{"$f":"'Phoenix TMY 3'!$D$5","v":2019},"01","28","08","01/28/2019 08:00","2019-01-28T01:00:00",43.628]
["20070128:0900",5.88,76.09,0,{"v":0,"d":"0.00"},0,255.97,2.43,84,97837,{"$f":"'Phoenix TMY 3'!$D$5","v":2019},"01","28","09","01/28/2019 09:00","2019-01-28T02:00:00",42.584]
["20070128:1000",{"v":5.3,"d":"5.30"},77.75,0,{"v":0,"d":"0.00"},0,254.28,{"v":2.5,"d":"2.50"},82,97850,{"$f":"'Phoenix TMY 3'!$D$5","v":2019},"01","28","10","01/28/2019 10:00","2019-01-28T03:00:00",41.54]
["20070128:1100",4.72,79.42,0,{"v":0,"d":"0.00"},0,{"v":252.6,"d":"252.60"},2.57,81,97863,{"$f":"'Phoenix TMY 3'!$D$5","v":2019},"01","28","11","01/28/2019 11:00","2019-01-28T04:00:00",40.496]
["20070128:1200",4.88,76.47,0,{"v":0,"d":"0.00"},0,252.13,2.67,81,97892,{"$f":"'Phoenix TMY 3'!$D$5","v":2019},"01","28","12","01/28/2019 12:00","2019-01-28T05:00:00",40.784]
["20070128:1300",5.04,73.53,0,{"v":0,"d":"0.00"},0,251.67,2.77,81,97921,{"$f":"'Phoenix TMY 3'!$D$5","v":2019},"01","28","13","01/28/2019 13:00","2019-01-28T06:00:00",41.072]
["20070128:1400",{"v":5.2,"d":"5.20"},70.58,0,{"v":0,"d":"0.00"},0,{"v":251.2,"d":"251.20"},2.87,81,97949,{"$f":"'Phoenix TMY 3'!$D$5","v":2019},"01","28","14","01/28/2019 14:00","2019-01-28T07:00:00",41.36]
["20070128:1500",8.56,58.34,69,405.94,30,255.83,2.78,80,97965,{"$f":"'Phoenix TMY 3'!$D$5","v":2019},"01","28","15","01/28/2019 15:00","2019-01-28T08:00:00",47.408]
["20070128:1600",11.93,46.11,262,728.58,58,260.47,2.69,79,97981,{"$f":"'Phoenix TMY 3'!$D$5","v":2019},"01","28","16","01/28/2019 16:00","2019-01-28T09:00:00",53.474000000000004]
["20070128:1700",15.29,33.87,381,{"v":621.1,"d":"621.10"},112,{"v":265.1,"d":"265.10"},2.59,78,97997,{"$f":"'Phoenix TMY 3'!$D$5","v":2019},"01","28","17","01/28/2019 17:00","2019-01-28T10:00:00",59.522]
["20070128:1800",17.01,30.08,488,598.21,162,270.47,2.57,88,97905,{"$f":"'Phoenix TMY 3'!$D$5","v":2019},"01","28","18","01/28/2019 18:00","2019-01-28T11:00:00",62.618]
["20070128:1900",18.72,26.29,523,477.01,233,275.83,2.54,98,97812,{"$f":"'Phoenix TMY 3'!$D$5","v":2019},"01","28","19","01/28/2019 19:00","2019-01-28T12:00:00",65.696]
["20070128:2000",20.44,{"v":22.5,"d":"22.50"},567,607.02,192,{"v":281.2,"d":"281.20"},2.51,109,97719,{"$f":"'Phoenix TMY 3'!$D$5","v":2019},"01","28","20","01/28/2019 20:00","2019-01-28T13:00:00",68.792]
["20070128:2100",20.43,22.45,506,545.52,193,280.88,1.99,106,97680,{"$f":"'Phoenix TMY 3'!$D$5","v":2019},"01","28","21","01/28/2019 21:00","2019-01-28T14:00:00",68.774]
["20070128:2200",20.41,{"v":22.4,"d":"22.40"},392,453.11,175,280.57,1.46,104,97642,{"$f":"'Phoenix TMY 3'!$D$5","v":2019},"01","28","22","01/28/2019 22:00","2019-01-28T15:00:00",68.738]
["20070128:2300",{"v":20.4,"d":"20.40"},22.35,202,173.68,143,280.25,0.94,102,97604,{"$f":"'Phoenix TMY 3'!$D$5","v":2019},"01","28","23","01/28/2019 23:00","2019-01-28T16:00:00",68.72]
["20070129:0000",18.81,25.39,107,307.36,55,281.53,1.48,80,97642,{"$f":"'Phoenix TMY 3'!$D$5","v":2019},"01","29","00","01/29/2019 00:00","2019-01-28T17:00:00",65.858]
["20070129:0100",17.23,28.44,0,{"v":0,"d":"0.00"},0,282.82,2.01,57,97680,{"$f":"'Phoenix TMY 3'!$D$5","v":2019},"01","29","01","01/29/2019 01:00","2019-01-28T18:00:00",63.014]
["20070129:0200",15.64,31.48,0,{"v":0,"d":"0.00"},0,{"v":284.1,"d":"284.10"},2.55,35,97719,{"$f":"'Phoenix TMY 3'!$D$5","v":2019},"01","29","02","01/29/2019 02:00","2019-01-28T19:00:00",60.152]
["20070129:0300",14.43,{"v":38,"d":"38.00"},0,{"v":0,"d":"0.00"},0,{"v":281.5,"d":"281.50"},2.48,43,97732,{"$f":"'Phoenix TMY 3'!$D$5","v":2019},"01","29","03","01/29/2019 03:00","2019-01-28T20:00:00",57.974000000000004]
["20070129:0400",13.21,44.52,0,{"v":0,"d":"0.00"},0,{"v":278.9,"d":"278.90"},{"v":2.4,"d":"2.40"},52,97745,{"$f":"'Phoenix TMY 3'!$D$5","v":2019},"01","29","04","01/29/2019 04:00","2019-01-28T21:00:00",55.778000000000006]
["20070129:0500",11.99,51.04,0,{"v":0,"d":"0.00"},0,{"v":276.3,"d":"276.30"},2.33,60,97757,{"$f":"'Phoenix TMY 3'!$D$5","v":2019},"01","29","05","01/29/2019 05:00","2019-01-28T22:00:00",53.582]
["20070129:0600",10.94,{"v":53.6,"d":"53.60"},0,{"v":0,"d":"0.00"},0,273.38,{"v":2.4,"d":"2.40"},64,97745,{"$f":"'Phoenix TMY 3'!$D$5","v":2019},"01","29","06","01/29/2019 06:00","2019-01-28T23:00:00",51.692]
["20070129:0700",9.89,56.16,0,{"v":0,"d":"0.00"},0,270.47,2.46,68,97732,{"$f":"'Phoenix TMY 3'!$D$5","v":2019},"01","29","07","01/29/2019 07:00","2019-01-29",49.80200000000001]
["20070129:0800",8.84,58.72,0,{"v":0,"d":"0.00"},0,267.55,2.52,72,97719,{"$f":"'Phoenix TMY 3'!$D$5","v":2019},"01","29","08","01/29/2019 08:00","2019-01-29T01:00:00",47.912]
["20070129:0900",8.14,61.15,0,{"v":0,"d":"0.00"},0,265.23,2.57,73,97706,{"$f":"'Phoenix TMY 3'!$D$5","v":2019},"01","29","09","01/29/2019 09:00","2019-01-29T02:00:00",46.652]
["20070129:1000",7.44,63.57,0,{"v":0,"d":"0.00"},0,262.92,2.63,75,97693,{"$f":"'Phoenix TMY 3'!$D$5","v":2019},"01","29","10","01/29/2019 10:00","2019-01-29T03:00:00",45.392]
["20070129:1100",6.74,{"v":66,"d":"66.00"},0,{"v":0,"d":"0.00"},0,{"v":260.6,"d":"260.60"},2.68,77,97680,{"$f":"'Phoenix TMY 3'!$D$5","v":2019},"01","29","11","01/29/2019 11:00","2019-01-29T04:00:00",44.132000000000005]
["20070129:1200",6.45,66.45,0,{"v":0,"d":"0.00"},0,260.62,2.62,77,97716,{"$f":"'Phoenix TMY 3'!$D$5","v":2019},"01","29","12","01/29/2019 12:00","2019-01-29T05:00:00",43.61]
["20070129:1300",6.16,66.89,0,{"v":0,"d":"0.00"},0,260.63,2.56,77,97751,{"$f":"'Phoenix TMY 3'!$D$5","v":2019},"01","29","13","01/29/2019 13:00","2019-01-29T06:00:00",43.088]
["20070129:1400",5.87,67.34,0,{"v":0,"d":"0.00"},0,260.65,{"v":2.5,"d":"2.50"},77,97786,{"$f":"'Phoenix TMY 3'!$D$5","v":2019},"01","29","14","01/29/2019 14:00","2019-01-29T07:00:00",42.566]
["20070129:1500",9.18,55.11,71,{"v":407.1,"d":"407.10"},31,{"v":263.2,"d":"263.20"},2.29,77,97793,{"$f":"'Phoenix TMY 3'!$D$5","v":2019},"01","29","15","01/29/2019 15:00","2019-01-29T08:00:00",48.524]
["20070129:1600",12.49,42.89,265,732.64,58,265.75,2.09,77,97799,{"$f":"'Phoenix TMY 3'!$D$5","v":2019},"01","29","16","01/29/2019 16:00","2019-01-29T09:00:00",54.482]
["20070129:1700",{"v":15.8,"d":"15.80"},30.66,448,860.08,73,{"v":268.3,"d":"268.30"},1.89,78,97805,{"$f":"'Phoenix TMY 3'!$D$5","v":2019},"01","29","17","01/29/2019 17:00","2019-01-29T10:00:00",60.44]
["20070129:1800",{"v":17.5,"d":"17.50"},27.25,586,921.22,81,273.83,1.63,94,97693,{"$f":"'Phoenix TMY 3'!$D$5","v":2019},"01","29","18","01/29/2019 18:00","2019-01-29T11:00:00",63.5]
["20070129:1900",19.19,23.84,667,951.85,85,279.37,1.37,111,97581,{"$f":"'Phoenix TMY 3'!$D$5","v":2019},"01","29","19","01/29/2019 19:00","2019-01-29T12:00:00",66.542]
["20070129:2000",20.89,20.43,681,957.42,86,{"v":284.9,"d":"284.90"},{"v":1.1,"d":"1.10"},127,97469,{"$f":"'Phoenix TMY 3'!$D$5","v":2019},"01","29","20","01/29/2019 20:00","2019-01-29T13:00:00",69.602]
["20070129:2100",20.91,20.15,627,941.88,83,283.95,1.16,157,97418,{"$f":"'Phoenix TMY 3'!$D$5","v":2019},"01","29","21","01/29/2019 21:00","2019-01-29T14:00:00",69.638]
["20070129:2200",20.94,19.88,382,401.87,188,{"v":283,"d":"283.00"},1.21,187,97367,{"$f":"'Phoenix TMY 3'!$D$5","v":2019},"01","29","22","01/29/2019 22:00","2019-01-29T15:00:00",69.69200000000001]
["20070129:2300",20.96,{"v":19.6,"d":"19.60"},277,503.71,104,282.05,1.27,216,97315,{"$f":"'Phoenix TMY 3'!$D$5","v":2019},"01","29","23","01/29/2019 23:00","2019-01-29T16:00:00",69.72800000000001]
["20070130:0000",20.37,22.86,90,156.26,63,281.03,0.86,181,97338,{"$f":"'Phoenix TMY 3'!$D$5","v":2019},"01","30","00","01/30/2019 00:00","2019-01-29T17:00:00",68.666]
["20070130:0100",19.78,26.13,0,{"v":0,"d":"0.00"},0,280.02,0.45,146,97360,{"$f":"'Phoenix TMY 3'!$D$5","v":2019},"01","30","01","01/30/2019 01:00","2019-01-29T18:00:00",67.60400000000001]
["20070130:0200",19.19,29.39,0,{"v":0,"d":"0.00"},0,{"v":279,"d":"279.00"},0.04,111,97383,{"$f":"'Phoenix TMY 3'!$D$5","v":2019},"01","30","02","01/30/2019 02:00","2019-01-29T19:00:00",66.542]
["20070130:0300",17.65,28.66,0,{"v":0,"d":"0.00"},0,281.25,0.51,125,97396,{"$f":"'Phoenix TMY 3'!$D$5","v":2019},"01","30","03","01/30/2019 03:00","2019-01-29T20:00:00",63.769999999999996]
["20070130:0400",{"v":16.1,"d":"16.10"},27.93,0,{"v":0,"d":"0.00"},0,{"v":283.5,"d":"283.50"},0.98,139,97408,{"$f":"'Phoenix TMY 3'!$D$5","v":2019},"01","30","04","01/30/2019 04:00","2019-01-29T21:00:00",60.980000000000004]
["20070130:0500",14.55,{"v":27.2,"d":"27.20"},0,{"v":0,"d":"0.00"},0,285.75,1.45,153,97421,{"$f":"'Phoenix TMY 3'!$D$5","v":2019},"01","30","05","01/30/2019 05:00","2019-01-29T22:00:00",58.19]
["20070130:0600",13.41,30.57,0,{"v":0,"d":"0.00"},0,288.57,1.92,155,97415,{"$f":"'Phoenix TMY 3'!$D$5","v":2019},"01","30","06","01/30/2019 06:00","2019-01-29T23:00:00",56.138000000000005]
["20070130:0700",12.26,33.93,0,{"v":0,"d":"0.00"},0,291.38,{"v":2.4,"d":"2.40"},158,97408,{"$f":"'Phoenix TMY 3'!$D$5","v":2019},"01","30","07","01/30/2019 07:00","2019-01-30",54.068]
["20070130:0800",11.11,{"v":37.3,"d":"37.30"},0,{"v":0,"d":"0.00"},0,{"v":294.2,"d":"294.20"},2.87,160,97402,{"$f":"'Phoenix TMY 3'!$D$5","v":2019},"01","30","08","01/30/2019 08:00",{"$f":"(DATEVALUE(O722)+TIMEVALUE(O722))+($P$16/24)","v":"2019-01-30T01:00:00"},51.998000000000005]
["20070130:0900",10.88,{"v":41.7,"d":"41.70"},0,{"v":0,"d":"0.00"},0,297.33,2.94,154,97431,{"$f":"'Phoenix TMY 3'!$D$5","v":2019},{"$f":"MID(A723,5,2)","v":"01"},{"$f":"MID(A723,7,2)","v":"30"},{"$f":"MID(A723,10,2)","v":"09"},{"$f":"L723&\"/\"&M723&\"/\"&K723&\" \"&N723&\":00\"","v":"01/30/2019 09:00"},"2019-01-30T02:00:00",{"$f":"((9/5)*B723)+32","v":51.584}]
["20070130:1000",10.65,46.11,0,{"v":0,"d":"0.00"},0,300.47,3.02,149,97460,{"$f":"'Phoenix TMY 3'!$D$5","v":2019},"01","30","10","01/30/2019 10:00","2019-01-30T03:00:00",51.17]
["20070130:1100",10.43,50.51,0,{"v":0,"d":"0.00"},0,{"v":303.6,"d":"303.60"},3.09,143,97488,{"$f":"'Phoenix TMY 3'!$D$5","v":2019},"01","30","11","01/30/2019 11:00","2019-01-30T04:00:00",50.774]
["20070130:1200",10.42,51.05,0,{"v":0,"d":"0.00"},0,311.17,{"v":3.1,"d":"3.10"},130,97530,{"$f":"'Phoenix TMY 3'!$D$5","v":2019},"01","30","12","01/30/2019 12:00","2019-01-30T05:00:00",50.756]
["20070130:1300",10.42,51.58,0,{"v":0,"d":"0.00"},0,318.73,3.12,117,97572,{"$f":"'Phoenix TMY 3'!$D$5","v":2019},"01","30","13","01/30/2019 13:00","2019-01-30T06:00:00",50.756]
["20070130:1400",10.41,52.12,0,{"v":0,"d":"0.00"},0,{"v":326.3,"d":"326.30"},3.13,104,97613,{"$f":"'Phoenix TMY 3'!$D$5","v":2019},"01","30","14","01/30/2019 14:00","2019-01-30T07:00:00",50.738]
["20070130:1500",11.37,53.72,10,{"v":0,"d":"0.00"},10,333.12,3.02,108,97652,{"$f":"'Phoenix TMY 3'!$D$5","v":2019},"01","30","15","01/30/2019 15:00","2019-01-30T08:00:00",52.465999999999994]
["20070130:1600",12.33,55.33,57,{"v":0,"d":"0.00"},57,339.93,{"v":2.9,"d":"2.90"},113,97690,{"$f":"'Phoenix TMY 3'!$D$5","v":2019},"01","30","16","01/30/2019 16:00","2019-01-30T09:00:00",54.194]
["20070130:1700",13.29,56.93,123,{"v":0,"d":"0.00"},123,346.75,2.79,118,97729,{"$f":"'Phoenix TMY 3'!$D$5","v":2019},"01","30","17","01/30/2019 17:00","2019-01-30T10:00:00",55.922]
["20070130:1800",{"v":13.7,"d":"13.70"},58.49,87,{"v":0,"d":"0.00"},87,345.38,2.91,139,97661,{"$f":"'Phoenix TMY 3'!$D$5","v":2019},"01","30","18","01/30/2019 18:00","2019-01-30T11:00:00",56.66]
["20070130:1900",14.12,60.06,18,{"v":0,"d":"0.00"},18,344.02,3.03,160,97594,{"$f":"'Phoenix TMY 3'!$D$5","v":2019},"01","30","19","01/30/2019 19:00","2019-01-30T12:00:00",57.416]
["20070130:2000",14.53,61.62,146,{"v":0,"d":"0.00"},146,342.65,3.16,181,97527,{"$f":"'Phoenix TMY 3'!$D$5","v":2019},"01","30","20","01/30/2019 20:00","2019-01-30T13:00:00",58.153999999999996]
["20070130:2100",14.57,63.38,55,{"v":0,"d":"0.00"},55,{"v":334,"d":"334.00"},2.92,188,97469,{"$f":"'Phoenix TMY 3'!$D$5","v":2019},"01","30","21","01/30/2019 21:00","2019-01-30T14:00:00",58.226]
["20070130:2200",14.61,65.13,37,{"v":0,"d":"0.00"},37,325.35,2.69,195,97412,{"$f":"'Phoenix TMY 3'!$D$5","v":2019},"01","30","22","01/30/2019 22:00","2019-01-30T15:00:00",58.298]
["20070130:2300",14.65,66.89,119,{"v":0,"d":"0.00"},119,{"v":316.7,"d":"316.70"},2.46,202,97354,{"$f":"'Phoenix TMY 3'!$D$5","v":2019},"01","30","23","01/30/2019 23:00","2019-01-30T16:00:00",58.370000000000005]
["20070131:0000",14.06,67.72,19,{"v":0,"d":"0.00"},19,312.45,2.11,186,97386,{"$f":"'Phoenix TMY 3'!$D$5","v":2019},"01","31","00","01/31/2019 00:00","2019-01-30T17:00:00",57.308]
["20070131:0100",13.46,68.54,0,{"v":0,"d":"0.00"},0,{"v":308.2,"d":"308.20"},1.77,171,97418,{"$f":"'Phoenix TMY 3'!$D$5","v":2019},"01","31","01","01/31/2019 01:00","2019-01-30T18:00:00",56.228]
["20070131:0200",12.87,69.37,0,{"v":0,"d":"0.00"},0,303.95,1.43,155,97450,{"$f":"'Phoenix TMY 3'!$D$5","v":2019},"01","31","02","01/31/2019 02:00","2019-01-30T19:00:00",55.166]
["20070131:0300",{"v":12.2,"d":"12.20"},{"v":71.2,"d":"71.20"},0,{"v":0,"d":"0.00"},0,306.95,1.72,156,97444,{"$f":"'Phoenix TMY 3'!$D$5","v":2019},"01","31","03","01/31/2019 03:00","2019-01-30T20:00:00",53.96]
["20070131:0400",11.53,73.03,0,{"v":0,"d":"0.00"},0,309.95,{"v":2,"d":"2.00"},156,97437,{"$f":"'Phoenix TMY 3'!$D$5","v":2019},"01","31","04","01/31/2019 04:00","2019-01-30T21:00:00",52.754]
["20070131:0500",10.86,74.86,0,{"v":0,"d":"0.00"},0,312.95,2.29,156,97431,{"$f":"'Phoenix TMY 3'!$D$5","v":2019},"01","31","05","01/31/2019 05:00","2019-01-30T22:00:00",51.548]
["20070131:0600",10.33,78.11,0,{"v":0,"d":"0.00"},0,{"v":309.4,"d":"309.40"},2.31,159,97408,{"$f":"'Phoenix TMY 3'!$D$5","v":2019},"01","31","06","01/31/2019 06:00","2019-01-30T23:00:00",50.594]
["20070131:0700",9.79,81.35,0,{"v":0,"d":"0.00"},0,305.85,2.33,163,97386,{"$f":"'Phoenix TMY 3'!$D$5","v":2019},"01","31","07","01/31/2019 07:00","2019-01-31",49.622]
["20070131:0800",9.25,{"v":84.6,"d":"84.60"},0,{"v":0,"d":"0.00"},0,{"v":302.3,"d":"302.30"},2.34,166,97364,{"$f":"'Phoenix TMY 3'!$D$5","v":2019},"01","31","08","01/31/2019 08:00","2019-01-31T01:00:00",48.650000000000006]
["20070131:0900",9.13,86.79,0,{"v":0,"d":"0.00"},0,312.07,2.29,173,97357,{"$f":"'Phoenix TMY 3'!$D$5","v":2019},"01","31","09","01/31/2019 09:00","2019-01-31T02:00:00",48.434]
["20070131:1000",9.01,88.97,0,{"v":0,"d":"0.00"},0,321.83,2.23,179,97351,{"$f":"'Phoenix TMY 3'!$D$5","v":2019},"01","31","10","01/31/2019 10:00","2019-01-31T03:00:00",48.218]
["20070131:1100",{"v":8.9,"d":"8.90"},91.16,0,{"v":0,"d":"0.00"},0,{"v":331.6,"d":"331.60"},2.18,186,97344,{"$f":"'Phoenix TMY 3'!$D$5","v":2019},"01","31","11","01/31/2019 11:00","2019-01-31T04:00:00",48.019999999999996]
["20070131:1200",8.66,92.98,0,{"v":0,"d":"0.00"},0,{"v":337.5,"d":"337.50"},2.38,190,97338,{"$f":"'Phoenix TMY 3'!$D$5","v":2019},"01","31","12","01/31/2019 12:00","2019-01-31T05:00:00",47.588]
["20070131:1300",8.43,94.81,0,{"v":0,"d":"0.00"},0,{"v":343.4,"d":"343.40"},2.57,195,97331,{"$f":"'Phoenix TMY 3'!$D$5","v":2019},"01","31","13","01/31/2019 13:00","2019-01-31T06:00:00",47.174]
["20070131:1400",{"v":8.2,"d":"8.20"},96.63,0,{"v":0,"d":"0.00"},0,{"v":349.3,"d":"349.30"},2.77,200,97325,{"$f":"'Phoenix TMY 3'!$D$5","v":2019},"01","31","14","01/31/2019 14:00","2019-01-31T07:00:00",46.76]
["20070131:1500",8.36,94.48,57,204.08,36,346.83,{"v":3,"d":"3.00"},207,97348,{"$f":"'Phoenix TMY 3'!$D$5","v":2019},"01","31","15","01/31/2019 15:00","2019-01-31T08:00:00",47.048]
["20070131:1600",10.77,79.86,238,587.01,69,337.81,3.76,214,97370,{"$f":"'Phoenix TMY 3'!$D$5","v":2019},"01","31","16","01/31/2019 16:00","2019-01-31T09:00:00",51.385999999999996]
["20070131:1700",10.77,79.14,315,296.34,184,331.38,3.61,221,97392,{"$f":"'Phoenix TMY 3'!$D$5","v":2019},"01","31","17","01/31/2019 17:00","2019-01-31T10:00:00",51.385999999999996]
["20070131:1800",10.77,78.42,250,37.85,229,324.96,3.46,222,97325,{"$f":"'Phoenix TMY 3'!$D$5","v":2019},"01","31","18","01/31/2019 18:00","2019-01-31T11:00:00",51.385999999999996]
["20070131:1900",10.76,{"v":77.7,"d":"77.70"},265,27.48,248,318.54,{"v":3.3,"d":"3.30"},224,97258,{"$f":"'Phoenix TMY 3'!$D$5","v":2019},"01","31","19","01/31/2019 19:00","2019-01-31T12:00:00",51.367999999999995]
["20070131:2000",10.76,76.98,144,{"v":0,"d":"0.00"},144,312.12,3.15,225,97191,{"$f":"'Phoenix TMY 3'!$D$5","v":2019},"01","31","20","01/31/2019 20:00","2019-01-31T13:00:00",51.367999999999995]
["20070131:2100",10.75,76.25,209,11.96,202,305.69,2.99,231,97159,{"$f":"'Phoenix TMY 3'!$D$5","v":2019},"01","31","21","01/31/2019 21:00","2019-01-31T14:00:00",51.35]
["20070131:2200",10.75,75.53,350,277.27,214,299.27,2.84,237,97127,{"$f":"'Phoenix TMY 3'!$D$5","v":2019},"01","31","22","01/31/2019 22:00","2019-01-31T15:00:00",51.35]
["20070131:2300",10.75,74.81,242,296.28,138,292.85,2.69,242,97095,{"$f":"'Phoenix TMY 3'!$D$5","v":2019},"01","31","23","01/31/2019 23:00","2019-01-31T16:00:00",51.35]
["20130201:0000",10.74,74.09,123,355.48,59,286.42,2.53,39,97901,{"$f":"'Phoenix TMY 3'!$D$5","v":2019},"02","01","00","02/01/2019 00:00","2019-01-31T17:00:00",51.332]
["20130201:0100",10.74,73.37,0,{"v":0,"d":"0.00"},0,{"v":280,"d":"280.00"},2.38,45,97911,{"$f":"'Phoenix TMY 3'!$D$5","v":2019},"02","01","01","02/01/2019 01:00","2019-01-31T18:00:00",51.332]
["20130201:0200",10.73,72.65,0,{"v":0,"d":"0.00"},0,273.58,2.22,50,97921,{"$f":"'Phoenix TMY 3'!$D$5","v":2019},"02","01","02","02/01/2019 02:00","2019-01-31T19:00:00",51.314]
["20130201:0300",10.73,71.93,0,{"v":0,"d":"0.00"},0,267.16,2.07,56,97943,{"$f":"'Phoenix TMY 3'!$D$5","v":2019},"02","01","03","02/01/2019 03:00","2019-01-31T20:00:00",51.314]
["20130201:0400",10.72,71.21,0,{"v":0,"d":"0.00"},0,260.73,1.92,61,97965,{"$f":"'Phoenix TMY 3'!$D$5","v":2019},"02","01","04","02/01/2019 04:00","2019-01-31T21:00:00",51.29600000000001]
["20130201:0500",10.72,70.48,0,{"v":0,"d":"0.00"},0,254.31,1.76,66,97988,{"$f":"'Phoenix TMY 3'!$D$5","v":2019},"02","01","05","02/01/2019 05:00","2019-01-31T22:00:00",51.29600000000001]
["20130201:0600",10.72,69.76,0,{"v":0,"d":"0.00"},0,247.89,1.61,68,97991,{"$f":"'Phoenix TMY 3'!$D$5","v":2019},"02","01","06","02/01/2019 06:00","2019-01-31T23:00:00",51.29600000000001]
["20130201:0700",10.71,69.04,0,{"v":0,"d":"0.00"},0,241.46,1.46,70,97994,{"$f":"'Phoenix TMY 3'!$D$5","v":2019},"02","01","07","02/01/2019 07:00","2019-02-01",51.278000000000006]
["20130201:0800",6.07,91.95,0,{"v":0,"d":"0.00"},0,{"v":253.1,"d":"253.10"},{"v":2.3,"d":"2.30"},72,97997,{"$f":"'Phoenix TMY 3'!$D$5","v":2019},"02","01","08","02/01/2019 08:00","2019-02-01T01:00:00",42.926]
["20130201:0900",5.49,92.48,0,{"v":0,"d":"0.00"},0,251.15,2.12,74,98004,{"$f":"'Phoenix TMY 3'!$D$5","v":2019},"02","01","09","02/01/2019 09:00","2019-02-01T02:00:00",41.882000000000005]
["20130201:1000",4.91,93.02,0,{"v":0,"d":"0.00"},0,{"v":249.2,"d":"249.20"},1.94,76,98010,{"$f":"'Phoenix TMY 3'!$D$5","v":2019},"02","01","10","02/01/2019 10:00","2019-02-01T03:00:00",40.838]
["20130201:1100",4.32,93.55,0,{"v":0,"d":"0.00"},0,247.25,1.77,79,98017,{"$f":"'Phoenix TMY 3'!$D$5","v":2019},"02","01","11","02/01/2019 11:00","2019-02-01T04:00:00",39.776]
["20130201:1200",4.28,91.47,0,{"v":0,"d":"0.00"},0,246.17,1.77,78,98055,{"$f":"'Phoenix TMY 3'!$D$5","v":2019},"02","01","12","02/01/2019 12:00","2019-02-01T05:00:00",39.704]
["20130201:1300",4.23,89.38,0,{"v":0,"d":"0.00"},0,245.08,1.77,77,98094,{"$f":"'Phoenix TMY 3'!$D$5","v":2019},"02","01","13","02/01/2019 13:00","2019-02-01T06:00:00",39.614000000000004]
["20130201:1400",4.19,{"v":87.3,"d":"87.30"},0,{"v":0,"d":"0.00"},0,{"v":244,"d":"244.00"},1.77,76,98132,{"$f":"'Phoenix TMY 3'!$D$5","v":2019},"02","01","14","02/01/2019 14:00","2019-02-01T07:00:00",39.542]
["20130201:1500",7.28,76.74,84,503.03,31,{"v":248.1,"d":"248.10"},1.62,76,98145,{"$f":"'Phoenix TMY 3'!$D$5","v":2019},"02","01","15","02/01/2019 15:00","2019-02-01T08:00:00",45.104]
["20130201:1600",10.37,66.19,287,{"v":794.6,"d":"794.60"},56,{"v":252.2,"d":"252.20"},1.48,77,98158,{"$f":"'Phoenix TMY 3'!$D$5","v":2019},"02","01","16","02/01/2019 16:00","2019-02-01T09:00:00",50.666]
["20130201:1700",13.46,55.63,474,909.69,69,{"v":256.3,"d":"256.30"},1.34,77,98170,{"$f":"'Phoenix TMY 3'!$D$5","v":2019},"02","01","17","02/01/2019 17:00","2019-02-01T10:00:00",56.228]
["20130201:1800",15.54,49.78,616,967.21,76,260.73,{"v":1.1,"d":"1.10"},74,98103,{"$f":"'Phoenix TMY 3'!$D$5","v":2019},"02","01","18","02/01/2019 18:00","2019-02-01T11:00:00",59.971999999999994]
["20130201:1900",17.63,43.94,698,993.06,80,265.17,0.87,72,98036,{"$f":"'Phoenix TMY 3'!$D$5","v":2019},"02","01","19","02/01/2019 19:00","2019-02-01T12:00:00",63.733999999999995]
["20130201:2000",19.71,38.09,712,997.05,81,{"v":269.6,"d":"269.60"},0.63,69,97969,{"$f":"'Phoenix TMY 3'!$D$5","v":2019},"02","01","20","02/01/2019 20:00","2019-02-01T13:00:00",67.47800000000001]
["20130201:2100",19.96,40.02,657,982.62,78,270.42,{"v":0.8,"d":"0.80"},25,97940,{"$f":"'Phoenix TMY 3'!$D$5","v":2019},"02","01","21","02/01/2019 21:00","2019-02-01T14:00:00",67.928]
["20130201:2200",20.21,41.94,538,942.54,72,271.23,0.97,342,97911,{"$f":"'Phoenix TMY 3'!$D$5","v":2019},"02","01","22","02/01/2019 22:00","2019-02-01T15:00:00",68.378]
["20130201:2300",20.46,43.87,367,859.55,62,272.05,1.13,298,97882,{"$f":"'Phoenix TMY 3'!$D$5","v":2019},"02","01","23","02/01/2019 23:00","2019-02-01T16:00:00",68.828]
["20130202:0000",18.85,45.34,164,658.75,43,{"v":269.6,"d":"269.60"},1.34,321,97943,{"$f":"'Phoenix TMY 3'!$D$5","v":2019},"02","02","00","02/02/2019 00:00",{"$f":"(DATEVALUE(O786)+TIMEVALUE(O786))+($P$16/24)","v":"2019-02-01T17:00:00"},65.93]
["20130202:0100",17.24,{"v":46.8,"d":"46.80"},0,{"v":0,"d":"0.00"},0,267.15,1.54,343,98004,{"$f":"'Phoenix TMY 3'!$D$5","v":2019},{"$f":"MID(A787,5,2)","v":"02"},{"$f":"MID(A787,7,2)","v":"02"},{"$f":"MID(A787,10,2)","v":"01"},{"$f":"L787&\"/\"&M787&\"/\"&K787&\" \"&N787&\":00\"","v":"02/02/2019 01:00"},"2019-02-01T18:00:00",{"$f":"((9/5)*B787)+32","v":63.032}]
["20130202:0200",15.64,48.27,0,{"v":0,"d":"0.00"},0,{"v":264.7,"d":"264.70"},1.75,5,98065,{"$f":"'Phoenix TMY 3'!$D$5","v":2019},"02","02","02","02/02/2019 02:00","2019-02-01T19:00:00",60.152]
["20130202:0300",13.83,58.88,0,{"v":0,"d":"0.00"},0,264.45,1.77,22,98087,{"$f":"'Phoenix TMY 3'!$D$5","v":2019},"02","02","03","02/02/2019 03:00","2019-02-01T20:00:00",56.894000000000005]
["20130202:0400",12.02,{"v":69.5,"d":"69.50"},0,{"v":0,"d":"0.00"},0,{"v":264.2,"d":"264.20"},1.78,38,98110,{"$f":"'Phoenix TMY 3'!$D$5","v":2019},"02","02","04","02/02/2019 04:00","2019-02-01T21:00:00",53.635999999999996]
["20130202:0500",10.21,80.11,0,{"v":0,"d":"0.00"},0,263.95,1.79,55,98132,{"$f":"'Phoenix TMY 3'!$D$5","v":2019},"02","02","05","02/02/2019 05:00","2019-02-01T22:00:00",50.378]
["20130202:0600",{"v":9.2,"d":"9.20"},83.55,0,{"v":0,"d":"0.00"},0,263.05,1.34,63,98135,{"$f":"'Phoenix TMY 3'!$D$5","v":2019},"02","02","06","02/02/2019 06:00","2019-02-01T23:00:00",48.56]
["20130202:0700",{"v":8.2,"d":"8.20"},{"v":87,"d":"87.00"},0,{"v":0,"d":"0.00"},0,262.15,0.88,72,98138,{"$f":"'Phoenix TMY 3'!$D$5","v":2019},"02","02","07","02/02/2019 07:00","2019-02-02",46.76]
["20130202:0800",7.19,90.44,0,{"v":0,"d":"0.00"},0,261.25,0.43,80,98142,{"$f":"'Phoenix TMY 3'!$D$5","v":2019},"02","02","08","02/02/2019 08:00","2019-02-02T01:00:00",44.942]
["20130202:0900",6.76,89.87,0,{"v":0,"d":"0.00"},0,{"v":262.8,"d":"262.80"},0.69,79,98154,{"$f":"'Phoenix TMY 3'!$D$5","v":2019},"02","02","09","02/02/2019 09:00","2019-02-02T02:00:00",44.168]
["20130202:1000",6.33,89.29,0,{"v":0,"d":"0.00"},0,264.35,0.95,77,98167,{"$f":"'Phoenix TMY 3'!$D$5","v":2019},"02","02","10","02/02/2019 10:00","2019-02-02T03:00:00",43.394]
["20130202:1100",5.89,88.72,0,{"v":0,"d":"0.00"},0,{"v":265.9,"d":"265.90"},1.21,76,98180,{"$f":"'Phoenix TMY 3'!$D$5","v":2019},"02","02","11","02/02/2019 11:00","2019-02-02T04:00:00",42.602000000000004]
["20130202:1200",5.92,88.13,0,{"v":0,"d":"0.00"},0,265.55,1.43,75,98218,{"$f":"'Phoenix TMY 3'!$D$5","v":2019},"02","02","12","02/02/2019 12:00","2019-02-02T05:00:00",42.656]
["20130202:1300",5.96,87.53,0,{"v":0,"d":"0.00"},0,{"v":265.2,"d":"265.20"},1.64,74,98257,{"$f":"'Phoenix TMY 3'!$D$5","v":2019},"02","02","13","02/02/2019 13:00","2019-02-02T06:00:00",42.728]
["20130202:1400",5.99,86.94,0,{"v":0,"d":"0.00"},0,264.85,1.85,73,98295,{"$f":"'Phoenix TMY 3'!$D$5","v":2019},"02","02","14","02/02/2019 14:00","2019-02-02T07:00:00",42.782]
["20130202:1500",8.99,76.52,41,{"v":27.8,"d":"27.80"},38,268.72,1.88,69,98330,{"$f":"'Phoenix TMY 3'!$D$5","v":2019},"02","02","15","02/02/2019 15:00","2019-02-02T08:00:00",48.182]
["20130202:1600",{"v":12,"d":"12.00"},{"v":66.1,"d":"66.10"},132,51.09,117,272.58,1.91,66,98366,{"$f":"'Phoenix TMY 3'!$D$5","v":2019},"02","02","16","02/02/2019 16:00","2019-02-02T09:00:00",53.6]
["20130202:1700",15.01,55.68,335,345.65,180,276.45,1.94,62,98401,{"$f":"'Phoenix TMY 3'!$D$5","v":2019},"02","02","17","02/02/2019 17:00","2019-02-02T10:00:00",59.018]
["20130202:1800",17.26,48.27,470,448.54,218,279.72,1.81,60,98298,{"$f":"'Phoenix TMY 3'!$D$5","v":2019},"02","02","18","02/02/2019 18:00","2019-02-02T11:00:00",63.068000000000005]
["20130202:1900",19.51,40.86,693,979.13,80,282.98,1.68,57,98196,{"$f":"'Phoenix TMY 3'!$D$5","v":2019},"02","02","19","02/02/2019 19:00","2019-02-02T12:00:00",67.118]
["20130202:2000",21.75,33.45,553,480.55,247,286.25,1.54,55,98094,{"$f":"'Phoenix TMY 3'!$D$5","v":2019},"02","02","20","02/02/2019 20:00","2019-02-02T13:00:00",71.15]
["20130202:2100",21.88,36.21,652,967.62,78,284.87,1.49,51,98049,{"$f":"'Phoenix TMY 3'!$D$5","v":2019},"02","02","21","02/02/2019 21:00","2019-02-02T14:00:00",71.384]
["20130202:2200",22.01,38.96,534,927.04,72,283.48,1.43,47,98004,{"$f":"'Phoenix TMY 3'!$D$5","v":2019},"02","02","22","02/02/2019 22:00","2019-02-02T15:00:00",71.618]
["20130202:2300",22.14,41.72,363,{"v":839.2,"d":"839.20"},62,{"v":282.1,"d":"282.10"},1.37,43,97959,{"$f":"'Phoenix TMY 3'!$D$5","v":2019},"02","02","23","02/02/2019 23:00","2019-02-02T16:00:00",71.852]
["20130203:0000",19.91,48.58,163,640.56,43,279.73,1.76,42,97969,{"$f":"'Phoenix TMY 3'!$D$5","v":2019},"02","03","00","02/03/2019 00:00","2019-02-02T17:00:00",67.838]
["20130203:0100",17.68,55.43,0,{"v":0,"d":"0.00"},0,277.37,2.15,41,97978,{"$f":"'Phoenix TMY 3'!$D$5","v":2019},"02","03","01","02/03/2019 01:00","2019-02-02T18:00:00",63.824]
["20130203:0200",15.46,62.29,0,{"v":0,"d":"0.00"},0,{"v":275,"d":"275.00"},2.54,39,97988,{"$f":"'Phoenix TMY 3'!$D$5","v":2019},"02","03","02","02/03/2019 02:00","2019-02-02T19:00:00",59.828]
["20130203:0300",{"v":14.5,"d":"14.50"},68.89,0,{"v":0,"d":"0.00"},0,282.28,2.28,48,97988,{"$f":"'Phoenix TMY 3'!$D$5","v":2019},"02","03","03","02/03/2019 03:00","2019-02-02T20:00:00",58.1]
["20130203:0400",13.55,{"v":75.5,"d":"75.50"},0,{"v":0,"d":"0.00"},0,289.57,2.02,57,97988,{"$f":"'Phoenix TMY 3'!$D$5","v":2019},"02","03","04","02/03/2019 04:00","2019-02-02T21:00:00",56.39]
["20130203:0500",{"v":12.6,"d":"12.60"},{"v":82.1,"d":"82.10"},0,{"v":0,"d":"0.00"},0,296.85,1.77,65,97988,{"$f":"'Phoenix TMY 3'!$D$5","v":2019},"02","03","05","02/03/2019 05:00","2019-02-02T22:00:00",54.68]
["20130203:0600",12.24,{"v":83.9,"d":"83.90"},0,{"v":0,"d":"0.00"},0,301.65,1.67,69,97946,{"$f":"'Phoenix TMY 3'!$D$5","v":2019},"02","03","06","02/03/2019 06:00","2019-02-02T23:00:00",54.032]
["20130203:0700",11.89,85.69,0,{"v":0,"d":"0.00"},0,306.45,1.58,72,97905,{"$f":"'Phoenix TMY 3'!$D$5","v":2019},"02","03","07","02/03/2019 07:00","2019-02-03",53.402]
["20130203:0800",11.53,87.49,0,{"v":0,"d":"0.00"},0,311.25,1.49,75,97863,{"$f":"'Phoenix TMY 3'!$D$5","v":2019},"02","03","08","02/03/2019 08:00","2019-02-03T01:00:00",52.754]
["20130203:0900",{"v":11.4,"d":"11.40"},88.64,0,{"v":0,"d":"0.00"},0,314.78,1.38,76,97844,{"$f":"'Phoenix TMY 3'!$D$5","v":2019},"02","03","09","02/03/2019 09:00","2019-02-03T02:00:00",52.519999999999996]
["20130203:1000",11.27,89.78,0,{"v":0,"d":"0.00"},0,318.32,1.27,77,97825,{"$f":"'Phoenix TMY 3'!$D$5","v":2019},"02","03","10","02/03/2019 10:00","2019-02-03T03:00:00",52.286]
["20130203:1100",11.13,90.93,0,{"v":0,"d":"0.00"},0,321.85,1.16,79,97805,{"$f":"'Phoenix TMY 3'!$D$5","v":2019},"02","03","11","02/03/2019 11:00","2019-02-03T04:00:00",52.034000000000006]
["20130203:1200",11.66,86.95,0,{"v":0,"d":"0.00"},0,325.02,1.28,80,97799,{"$f":"'Phoenix TMY 3'!$D$5","v":2019},"02","03","12","02/03/2019 12:00","2019-02-03T05:00:00",52.988]
["20130203:1300",{"v":12.2,"d":"12.20"},82.98,0,{"v":0,"d":"0.00"},0,328.18,{"v":1.4,"d":"1.40"},82,97793,{"$f":"'Phoenix TMY 3'!$D$5","v":2019},"02","03","13","02/03/2019 13:00","2019-02-03T06:00:00",53.96]
["20130203:1400",12.73,{"v":79,"d":"79.00"},0,{"v":0,"d":"0.00"},0,331.35,1.52,83,97786,{"$f":"'Phoenix TMY 3'!$D$5","v":2019},"02","03","14","02/03/2019 14:00","2019-02-03T07:00:00",54.914]
["20130203:1500",13.05,77.41,29,{"v":0,"d":"0.00"},29,336.07,1.46,86,97786,{"$f":"'Phoenix TMY 3'!$D$5","v":2019},"02","03","15","02/03/2019 15:00","2019-02-03T08:00:00",55.49]
["20130203:1600",13.37,75.82,71,{"v":0,"d":"0.00"},71,340.78,{"v":1.4,"d":"1.40"},89,97786,{"$f":"'Phoenix TMY 3'!$D$5","v":2019},"02","03","16","02/03/2019 16:00","2019-02-03T09:00:00",56.066]
["20130203:1700",{"v":13.7,"d":"13.70"},74.23,92,{"v":0,"d":"0.00"},92,{"v":345.5,"d":"345.50"},1.34,92,97786,{"$f":"'Phoenix TMY 3'!$D$5","v":2019},"02","03","17","02/03/2019 17:00","2019-02-03T10:00:00",56.66]
["20130203:1800",14.67,67.41,280,{"v":56.6,"d":"56.60"},248,347.93,1.23,121,97716,{"$f":"'Phoenix TMY 3'!$D$5","v":2019},"02","03","18","02/03/2019 18:00","2019-02-03T11:00:00",58.406]
["20130203:1900",15.64,60.58,177,3.18,175,350.37,1.13,150,97645,{"$f":"'Phoenix TMY 3'!$D$5","v":2019},"02","03","19","02/03/2019 19:00","2019-02-03T12:00:00",60.152]
["20130203:2000",{"v":16.6,"d":"16.60"},53.76,357,85.84,302,{"v":352.8,"d":"352.80"},1.02,180,97575,{"$f":"'Phoenix TMY 3'!$D$5","v":2019},"02","03","20","02/03/2019 20:00","2019-02-03T13:00:00",61.88]
["20130203:2100",16.86,54.44,115,{"v":0,"d":"0.00"},115,352.45,1.07,204,97546,{"$f":"'Phoenix TMY 3'!$D$5","v":2019},"02","03","21","02/03/2019 21:00","2019-02-03T14:00:00",62.348]
["20130203:2200",17.12,55.12,162,1.99,161,{"v":352.1,"d":"352.10"},1.12,228,97517,{"$f":"'Phoenix TMY 3'!$D$5","v":2019},"02","03","22","02/03/2019 22:00","2019-02-03T15:00:00",62.816]
["20130203:2300",17.38,{"v":55.8,"d":"55.80"},28,{"v":0,"d":"0.00"},28,351.75,1.17,252,97488,{"$f":"'Phoenix TMY 3'!$D$5","v":2019},"02","03","23","02/03/2019 23:00","2019-02-03T16:00:00",63.284]
["20130204:0000",16.66,60.35,5,{"v":0,"d":"0.00"},5,333.92,1.48,273,97495,{"$f":"'Phoenix TMY 3'!$D$5","v":2019},"02","04","00","02/04/2019 00:00","2019-02-03T17:00:00",61.988]
["20130204:0100",15.94,{"v":64.9,"d":"64.90"},0,{"v":0,"d":"0.00"},0,316.08,1.78,295,97501,{"$f":"'Phoenix TMY 3'!$D$5","v":2019},"02","04","01","02/04/2019 01:00","2019-02-03T18:00:00",60.692]
["20130204:0200",15.23,69.45,0,{"v":0,"d":"0.00"},0,298.25,2.08,317,97508,{"$f":"'Phoenix TMY 3'!$D$5","v":2019},"02","04","02","02/04/2019 02:00","2019-02-03T19:00:00",59.414]
["20130204:0300",14.32,73.66,0,{"v":0,"d":"0.00"},0,298.82,1.69,339,97504,{"$f":"'Phoenix TMY 3'!$D$5","v":2019},"02","04","03","02/04/2019 03:00","2019-02-03T20:00:00",57.775999999999996]
["20130204:0400",13.41,77.88,0,{"v":0,"d":"0.00"},0,299.38,{"v":1.3,"d":"1.30"},1,97501,{"$f":"'Phoenix TMY 3'!$D$5","v":2019},"02","04","04","02/04/2019 04:00","2019-02-03T21:00:00",56.138000000000005]
["20130204:0500",12.51,82.09,0,{"v":0,"d":"0.00"},0,299.95,0.91,24,97498,{"$f":"'Phoenix TMY 3'!$D$5","v":2019},"02","04","05","02/04/2019 05:00","2019-02-03T22:00:00",54.518]
["20130204:0600",11.95,84.51,0,{"v":0,"d":"0.00"},0,{"v":299,"d":"299.00"},0.91,37,97504,{"$f":"'Phoenix TMY 3'!$D$5","v":2019},"02","04","06","02/04/2019 06:00","2019-02-03T23:00:00",53.51]
["20130204:0700",11.39,86.92,0,{"v":0,"d":"0.00"},0,298.05,0.92,50,97511,{"$f":"'Phoenix TMY 3'!$D$5","v":2019},"02","04","07","02/04/2019 07:00","2019-02-04",52.502]
["20130204:0800",10.82,89.34,0,{"v":0,"d":"0.00"},0,{"v":297.1,"d":"297.10"},0.92,64,97517,{"$f":"'Phoenix TMY 3'!$D$5","v":2019},"02","04","08","02/04/2019 08:00","2019-02-04T01:00:00",51.476]
["20130204:0900",10.33,90.49,0,{"v":0,"d":"0.00"},0,296.02,0.94,69,97517,{"$f":"'Phoenix TMY 3'!$D$5","v":2019},"02","04","09","02/04/2019 09:00","2019-02-04T02:00:00",50.594]
["20130204:1000",9.84,91.63,0,{"v":0,"d":"0.00"},0,294.93,0.95,75,97517,{"$f":"'Phoenix TMY 3'!$D$5","v":2019},"02","04","10","02/04/2019 10:00","2019-02-04T03:00:00",49.712]
["20130204:1100",9.35,92.78,0,{"v":0,"d":"0.00"},0,293.85,0.97,81,97517,{"$f":"'Phoenix TMY 3'!$D$5","v":2019},"02","04","11","02/04/2019 11:00","2019-02-04T04:00:00",48.83]
["20130204:1200",8.81,92.17,0,{"v":0,"d":"0.00"},0,294.62,{"v":0.8,"d":"0.80"},78,97559,{"$f":"'Phoenix TMY 3'!$D$5","v":2019},"02","04","12","02/04/2019 12:00","2019-02-04T05:00:00",47.858000000000004]
["20130204:1300",8.26,91.55,0,{"v":0,"d":"0.00"},0,295.38,0.63,75,97600,{"$f":"'Phoenix TMY 3'!$D$5","v":2019},"02","04","13","02/04/2019 13:00","2019-02-04T06:00:00",46.868]
["20130204:1400",7.72,90.94,0,{"v":0,"d":"0.00"},0,296.15,0.46,73,97642,{"$f":"'Phoenix TMY 3'!$D$5","v":2019},"02","04","14","02/04/2019 14:00","2019-02-04T07:00:00",45.896]
["20130204:1500",10.42,78.44,85,476.68,31,294.43,0.86,64,97664,{"$f":"'Phoenix TMY 3'!$D$5","v":2019},"02","04","15","02/04/2019 15:00","2019-02-04T08:00:00",50.756]
["20130204:1600",13.12,65.93,282,754.19,56,292.72,1.26,55,97687,{"$f":"'Phoenix TMY 3'!$D$5","v":2019},"02","04","16","02/04/2019 16:00",{"$f":"(DATEVALUE(O850)+TIMEVALUE(O850))+($P$16/24)","v":"2019-02-04T09:00:00"},55.616]
["20130204:1700",15.83,53.43,466,{"v":874.5,"d":"874.50"},68,{"v":291,"d":"291.00"},1.66,46,97709,{"$f":"'Phoenix TMY 3'!$D$5","v":2019},{"$f":"MID(A851,5,2)","v":"02"},{"$f":"MID(A851,7,2)","v":"04"},{"$f":"MID(A851,10,2)","v":"17"},{"$f":"L851&\"/\"&M851&\"/\"&K851&\" \"&N851&\":00\"","v":"02/04/2019 17:00"},"2019-02-04T10:00:00",{"$f":"((9/5)*B851)+32","v":60.494}]
["20130204:1800",17.29,48.11,606,931.36,76,291.93,1.53,33,97639,{"$f":"'Phoenix TMY 3'!$D$5","v":2019},"02","04","18","02/04/2019 18:00","2019-02-04T11:00:00",63.122]
["20130204:1900",18.76,42.79,686,956.25,80,292.87,1.41,20,97568,{"$f":"'Phoenix TMY 3'!$D$5","v":2019},"02","04","19","02/04/2019 19:00","2019-02-04T12:00:00",65.768]
["20130204:2000",20.22,37.47,701,963.23,80,{"v":293.8,"d":"293.80"},1.28,7,97498,{"$f":"'Phoenix TMY 3'!$D$5","v":2019},"02","04","20","02/04/2019 20:00","2019-02-04T13:00:00",68.396]
["20130204:2100",20.39,37.19,648,948.02,78,292.68,0.94,1,97447,{"$f":"'Phoenix TMY 3'!$D$5","v":2019},"02","04","21","02/04/2019 21:00","2019-02-04T14:00:00",68.702]
["20130204:2200",20.55,{"v":36.9,"d":"36.90"},531,906.53,72,291.57,0.59,355,97396,{"$f":"'Phoenix TMY 3'!$D$5","v":2019},"02","04","22","02/04/2019 22:00","2019-02-04T15:00:00",68.99000000000001]
["20130204:2300",20.71,36.62,364,824.24,62,290.45,0.25,349,97344,{"$f":"'Phoenix TMY 3'!$D$5","v":2019},"02","04","23","02/04/2019 23:00","2019-02-04T16:00:00",69.278]
["20130205:0000",19.84,39.81,166,{"v":626.7,"d":"626.70"},44,287.03,0.81,337,97367,{"$f":"'Phoenix TMY 3'!$D$5","v":2019},"02","05","00","02/05/2019 00:00","2019-02-04T17:00:00",67.712]
["20130205:0100",18.96,43.01,0,{"v":0,"d":"0.00"},0,283.62,1.37,325,97389,{"$f":"'Phoenix TMY 3'!$D$5","v":2019},"02","05","01","02/05/2019 01:00","2019-02-04T18:00:00",66.128]
["20130205:0200",18.09,{"v":46.2,"d":"46.20"},0,{"v":0,"d":"0.00"},0,{"v":280.2,"d":"280.20"},1.93,313,97412,{"$f":"'Phoenix TMY 3'!$D$5","v":2019},"02","05","02","02/05/2019 02:00","2019-02-04T19:00:00",64.562]
["20130205:0300",16.59,56.45,0,{"v":0,"d":"0.00"},0,279.75,1.62,333,97437,{"$f":"'Phoenix TMY 3'!$D$5","v":2019},"02","05","03","02/05/2019 03:00","2019-02-04T20:00:00",61.862]
["20130205:0400",{"v":15.1,"d":"15.10"},66.69,0,{"v":0,"d":"0.00"},0,{"v":279.3,"d":"279.30"},1.31,354,97463,{"$f":"'Phoenix TMY 3'!$D$5","v":2019},"02","05","04","02/05/2019 04:00","2019-02-04T21:00:00",59.18]
["20130205:0500",13.61,76.94,0,{"v":0,"d":"0.00"},0,278.85,1.01,14,97488,{"$f":"'Phoenix TMY 3'!$D$5","v":2019},"02","05","05","02/05/2019 05:00","2019-02-04T22:00:00",56.498000000000005]
["20130205:0600",12.46,80.72,0,{"v":0,"d":"0.00"},0,278.08,1.03,32,97495,{"$f":"'Phoenix TMY 3'!$D$5","v":2019},"02","05","06","02/05/2019 06:00","2019-02-04T23:00:00",54.428]
["20130205:0700",11.31,{"v":84.5,"d":"84.50"},0,{"v":0,"d":"0.00"},0,277.32,1.06,50,97501,{"$f":"'Phoenix TMY 3'!$D$5","v":2019},"02","05","07","02/05/2019 07:00","2019-02-05",52.358000000000004]
["20130205:0800",10.16,88.28,0,{"v":0,"d":"0.00"},0,276.55,1.09,68,97508,{"$f":"'Phoenix TMY 3'!$D$5","v":2019},"02","05","08","02/05/2019 08:00","2019-02-05T01:00:00",50.288]
["20130205:0900",9.42,90.57,0,{"v":0,"d":"0.00"},0,275.35,1.31,73,97508,{"$f":"'Phoenix TMY 3'!$D$5","v":2019},"02","05","09","02/05/2019 09:00","2019-02-05T02:00:00",48.956]
["20130205:1000",8.68,92.85,0,{"v":0,"d":"0.00"},0,274.15,1.54,78,97508,{"$f":"'Phoenix TMY 3'!$D$5","v":2019},"02","05","10","02/05/2019 10:00","2019-02-05T03:00:00",47.624]
["20130205:1100",7.94,95.14,0,{"v":0,"d":"0.00"},0,272.95,1.77,83,97508,{"$f":"'Phoenix TMY 3'!$D$5","v":2019},"02","05","11","02/05/2019 11:00","2019-02-05T04:00:00",46.292]
["20130205:1200",7.81,94.15,0,{"v":0,"d":"0.00"},0,271.58,1.89,83,97520,{"$f":"'Phoenix TMY 3'!$D$5","v":2019},"02","05","12","02/05/2019 12:00","2019-02-05T05:00:00",46.058]
["20130205:1300",7.69,93.16,0,{"v":0,"d":"0.00"},0,270.22,{"v":2,"d":"2.00"},83,97533,{"$f":"'Phoenix TMY 3'!$D$5","v":2019},"02","05","13","02/05/2019 13:00","2019-02-05T06:00:00",45.842]
["20130205:1400",7.56,92.17,0,{"v":0,"d":"0.00"},0,268.85,2.12,83,97546,{"$f":"'Phoenix TMY 3'!$D$5","v":2019},"02","05","14","02/05/2019 14:00","2019-02-05T07:00:00",45.608]
["20130205:1500",10.71,78.22,89,490.95,32,273.18,1.85,85,97568,{"$f":"'Phoenix TMY 3'!$D$5","v":2019},"02","05","15","02/05/2019 15:00","2019-02-05T08:00:00",51.278000000000006]
["20130205:1600",13.86,64.28,288,766.16,56,277.52,1.57,88,97591,{"$f":"'Phoenix TMY 3'!$D$5","v":2019},"02","05","16","02/05/2019 16:00","2019-02-05T09:00:00",56.948]
["20130205:1700",17.02,50.33,472,878.82,69,281.85,{"v":1.3,"d":"1.30"},90,97613,{"$f":"'Phoenix TMY 3'!$D$5","v":2019},"02","05","17","02/05/2019 17:00","2019-02-05T10:00:00",62.635999999999996]
["20130205:1800",18.57,45.44,611,934.05,76,285.62,{"v":1.1,"d":"1.10"},144,97540,{"$f":"'Phoenix TMY 3'!$D$5","v":2019},"02","05","18","02/05/2019 18:00","2019-02-05T11:00:00",65.426]
["20130205:1900",20.13,40.55,692,959.79,80,289.38,{"v":0.9,"d":"0.90"},198,97466,{"$f":"'Phoenix TMY 3'!$D$5","v":2019},"02","05","19","02/05/2019 19:00","2019-02-05T12:00:00",68.23400000000001]
["20130205:2000",21.68,35.66,705,961.87,81,293.15,{"v":0.7,"d":"0.70"},252,97392,{"$f":"'Phoenix TMY 3'!$D$5","v":2019},"02","05","20","02/05/2019 20:00","2019-02-05T13:00:00",71.024]
["20130205:2100",21.83,35.46,652,948.26,78,291.77,0.72,261,97351,{"$f":"'Phoenix TMY 3'!$D$5","v":2019},"02","05","21","02/05/2019 21:00","2019-02-05T14:00:00",71.294]
["20130205:2200",21.98,35.25,535,907.23,72,290.38,0.73,270,97309,{"$f":"'Phoenix TMY 3'!$D$5","v":2019},"02","05","22","02/05/2019 22:00","2019-02-05T15:00:00",71.564]
["20130205:2300",22.12,35.05,367,823.71,62,{"v":289,"d":"289.00"},0.74,279,97267,{"$f":"'Phoenix TMY 3'!$D$5","v":2019},"02","05","23","02/05/2019 23:00","2019-02-05T16:00:00",71.816]
["20130206:0000",20.86,37.45,169,630.21,44,286.13,0.85,302,97274,{"$f":"'Phoenix TMY 3'!$D$5","v":2019},"02","06","00","02/06/2019 00:00","2019-02-05T17:00:00",69.548]
["20130206:0100",19.59,39.86,0,{"v":0,"d":"0.00"},0,283.27,0.96,326,97280,{"$f":"'Phoenix TMY 3'!$D$5","v":2019},"02","06","01","02/06/2019 01:00","2019-02-05T18:00:00",67.262]
["20130206:0200",18.33,42.26,0,{"v":0,"d":"0.00"},0,{"v":280.4,"d":"280.40"},1.06,349,97287,{"$f":"'Phoenix TMY 3'!$D$5","v":2019},"02","06","02","02/06/2019 02:00","2019-02-05T19:00:00",64.994]
["20130206:0300",17.47,44.54,0,{"v":0,"d":"0.00"},0,279.72,1.29,18,97299,{"$f":"'Phoenix TMY 3'!$D$5","v":2019},"02","06","03","02/06/2019 03:00","2019-02-05T20:00:00",63.446]
["20130206:0400",16.62,46.83,0,{"v":0,"d":"0.00"},0,279.03,1.51,47,97312,{"$f":"'Phoenix TMY 3'!$D$5","v":2019},"02","06","04","02/06/2019 04:00","2019-02-05T21:00:00",61.916000000000004]
["20130206:0500",15.77,49.11,0,{"v":0,"d":"0.00"},0,278.35,1.74,76,97325,{"$f":"'Phoenix TMY 3'!$D$5","v":2019},"02","06","05","02/06/2019 05:00","2019-02-05T22:00:00",60.385999999999996]
["20130206:0600",14.51,50.22,0,{"v":0,"d":"0.00"},0,277.62,1.59,92,97319,{"$f":"'Phoenix TMY 3'!$D$5","v":2019},"02","06","06","02/06/2019 06:00","2019-02-05T23:00:00",58.117999999999995]
["20130206:0700",13.26,51.34,0,{"v":0,"d":"0.00"},0,276.88,1.43,107,97312,{"$f":"'Phoenix TMY 3'!$D$5","v":2019},"02","06","07","02/06/2019 07:00","2019-02-06",55.867999999999995]
["20130206:0800",{"v":12,"d":"12.00"},52.45,0,{"v":0,"d":"0.00"},0,276.15,1.28,123,97306,{"$f":"'Phoenix TMY 3'!$D$5","v":2019},"02","06","08","02/06/2019 08:00","2019-02-06T01:00:00",53.6]
["20130206:0900",11.31,58.85,0,{"v":0,"d":"0.00"},0,275.98,{"v":1.4,"d":"1.40"},123,97309,{"$f":"'Phoenix TMY 3'!$D$5","v":2019},"02","06","09","02/06/2019 09:00","2019-02-06T02:00:00",52.358000000000004]
["20130206:1000",10.62,65.25,0,{"v":0,"d":"0.00"},0,275.82,1.52,123,97312,{"$f":"'Phoenix TMY 3'!$D$5","v":2019},"02","06","10","02/06/2019 10:00","2019-02-06T03:00:00",51.116]
["20130206:1100",9.93,71.65,0,{"v":0,"d":"0.00"},0,275.65,1.64,124,97315,{"$f":"'Phoenix TMY 3'!$D$5","v":2019},"02","06","11","02/06/2019 11:00","2019-02-06T04:00:00",49.873999999999995]
["20130206:1200",9.99,{"v":70.5,"d":"70.50"},0,{"v":0,"d":"0.00"},0,278.25,1.63,125,97325,{"$f":"'Phoenix TMY 3'!$D$5","v":2019},"02","06","12","02/06/2019 12:00","2019-02-06T05:00:00",49.982]
["20130206:1300",10.04,69.36,0,{"v":0,"d":"0.00"},0,280.85,1.61,127,97335,{"$f":"'Phoenix TMY 3'!$D$5","v":2019},"02","06","13","02/06/2019 13:00","2019-02-06T06:00:00",50.072]
["20130206:1400",{"v":10.1,"d":"10.10"},68.21,0,{"v":0,"d":"0.00"},0,283.45,{"v":1.6,"d":"1.60"},128,97344,{"$f":"'Phoenix TMY 3'!$D$5","v":2019},"02","06","14","02/06/2019 14:00","2019-02-06T07:00:00",50.18]
["20130206:1500",12.54,59.46,29,{"v":0,"d":"0.00"},29,288.22,1.51,147,97383,{"$f":"'Phoenix TMY 3'!$D$5","v":2019},"02","06","15","02/06/2019 15:00","2019-02-06T08:00:00",54.572]
["20130206:1600",14.99,50.71,75,{"v":0,"d":"0.00"},75,292.98,1.43,166,97421,{"$f":"'Phoenix TMY 3'!$D$5","v":2019},"02","06","16","02/06/2019 16:00","2019-02-06T09:00:00",58.982]
["20130206:1700",17.44,41.96,263,119.02,208,297.75,1.34,185,97460,{"$f":"'Phoenix TMY 3'!$D$5","v":2019},"02","06","17","02/06/2019 17:00","2019-02-06T10:00:00",63.392]
["20130206:1800",18.62,38.72,611,927.93,76,296.52,1.29,208,97412,{"$f":"'Phoenix TMY 3'!$D$5","v":2019},"02","06","18","02/06/2019 18:00","2019-02-06T11:00:00",65.516]
["20130206:1900",{"v":19.8,"d":"19.80"},35.49,692,953.87,80,295.28,1.24,232,97364,{"$f":"'Phoenix TMY 3'!$D$5","v":2019},"02","06","19","02/06/2019 19:00","2019-02-06T12:00:00",67.64]
["20130206:2000",20.98,32.25,533,372.24,290,294.05,1.19,255,97315,{"$f":"'Phoenix TMY 3'!$D$5","v":2019},"02","06","20","02/06/2019 20:00","2019-02-06T13:00:00",69.76400000000001]
["20130206:2100",20.97,31.63,654,945.17,78,291.33,1.04,260,97312,{"$f":"'Phoenix TMY 3'!$D$5","v":2019},"02","06","21","02/06/2019 21:00","2019-02-06T14:00:00",69.74600000000001]
["20130206:2200",20.95,31.02,539,{"v":907.9,"d":"907.90"},72,288.62,{"v":0.9,"d":"0.90"},265,97309,{"$f":"'Phoenix TMY 3'!$D$5","v":2019},"02","06","22","02/06/2019 22:00","2019-02-06T15:00:00",69.71000000000001]
["20130206:2300",20.93,{"v":30.4,"d":"30.40"},372,{"v":828.5,"d":"828.50"},62,{"v":285.9,"d":"285.90"},0.76,270,97306,{"$f":"'Phoenix TMY 3'!$D$5","v":2019},"02","06","23","02/06/2019 23:00","2019-02-06T16:00:00",69.674]
["20130207:0000",19.29,38.93,174,638.53,45,{"v":283.4,"d":"283.40"},1.06,282,97354,{"$f":"'Phoenix TMY 3'!$D$5","v":2019},"02","07","00","02/07/2019 00:00","2019-02-06T17:00:00",66.72200000000001]
["20130207:0100",17.65,47.46,0,{"v":0,"d":"0.00"},0,{"v":280.9,"d":"280.90"},1.36,294,97402,{"$f":"'Phoenix TMY 3'!$D$5","v":2019},"02","07","01","02/07/2019 01:00","2019-02-06T18:00:00",63.769999999999996]
["20130207:0200",16.01,55.99,0,{"v":0,"d":"0.00"},0,{"v":278.4,"d":"278.40"},1.66,306,97450,{"$f":"'Phoenix TMY 3'!$D$5","v":2019},"02","07","02","02/07/2019 02:00","2019-02-06T19:00:00",60.818000000000005]
["20130207:0300",15.61,52.81,0,{"v":0,"d":"0.00"},0,276.97,1.42,321,97488,{"$f":"'Phoenix TMY 3'!$D$5","v":2019},"02","07","03","02/07/2019 03:00","2019-02-06T20:00:00",60.098]
["20130207:0400",15.22,49.64,0,{"v":0,"d":"0.00"},0,275.53,1.19,335,97527,{"$f":"'Phoenix TMY 3'!$D$5","v":2019},"02","07","04","02/07/2019 04:00","2019-02-06T21:00:00",59.396]
["20130207:0500",14.83,46.46,0,{"v":0,"d":"0.00"},0,{"v":274.1,"d":"274.10"},0.95,350,97565,{"$f":"'Phoenix TMY 3'!$D$5","v":2019},"02","07","05","02/07/2019 05:00","2019-02-06T22:00:00",58.694]
["20130207:0600",14.43,50.32,0,{"v":0,"d":"0.00"},0,272.48,1.03,22,97591,{"$f":"'Phoenix TMY 3'!$D$5","v":2019},"02","07","06","02/07/2019 06:00","2019-02-06T23:00:00",57.974000000000004]
["20130207:0700",14.04,54.19,0,{"v":0,"d":"0.00"},0,270.87,{"v":1.1,"d":"1.10"},54,97616,{"$f":"'Phoenix TMY 3'!$D$5","v":2019},"02","07","07","02/07/2019 07:00","2019-02-07",57.272]
["20130207:0800",13.64,58.05,0,{"v":0,"d":"0.00"},0,269.25,1.17,87,97642,{"$f":"'Phoenix TMY 3'!$D$5","v":2019},"02","07","08","02/07/2019 08:00",{"$f":"(DATEVALUE(O914)+TIMEVALUE(O914))+($P$16/24)","v":"2019-02-07T01:00:00"},56.55200000000001]
["20130207:0900",12.33,63.08,0,{"v":0,"d":"0.00"},0,268.32,1.09,95,97668,{"$f":"'Phoenix TMY 3'!$D$5","v":2019},{"$f":"MID(A915,5,2)","v":"02"},{"$f":"MID(A915,7,2)","v":"07"},{"$f":"MID(A915,10,2)","v":"09"},{"$f":"L915&\"/\"&M915&\"/\"&K915&\" \"&N915&\":00\"","v":"02/07/2019 09:00"},"2019-02-07T02:00:00",{"$f":"((9/5)*B915)+32","v":54.194}]
["20130207:1000",11.02,68.12,0,{"v":0,"d":"0.00"},0,267.38,1.02,103,97693,{"$f":"'Phoenix TMY 3'!$D$5","v":2019},"02","07","10","02/07/2019 10:00","2019-02-07T03:00:00",51.836]
["20130207:1100",{"v":9.7,"d":"9.70"},73.15,0,{"v":0,"d":"0.00"},0,266.45,0.94,112,97719,{"$f":"'Phoenix TMY 3'!$D$5","v":2019},"02","07","11","02/07/2019 11:00","2019-02-07T04:00:00",49.46]
["20130207:1200",9.31,75.42,0,{"v":0,"d":"0.00"},0,265.28,1.15,112,97738,{"$f":"'Phoenix TMY 3'!$D$5","v":2019},"02","07","12","02/07/2019 12:00","2019-02-07T05:00:00",48.758]
["20130207:1300",8.91,{"v":77.7,"d":"77.70"},0,{"v":0,"d":"0.00"},0,264.12,1.37,113,97757,{"$f":"'Phoenix TMY 3'!$D$5","v":2019},"02","07","13","02/07/2019 13:00","2019-02-07T06:00:00",48.038]
["20130207:1400",8.52,79.97,0,{"v":0,"d":"0.00"},0,262.95,1.59,113,97777,{"$f":"'Phoenix TMY 3'!$D$5","v":2019},"02","07","14","02/07/2019 14:00","2019-02-07T07:00:00",47.336]
["20130207:1500",11.31,67.56,96,508.21,34,267.47,1.48,116,97805,{"$f":"'Phoenix TMY 3'!$D$5","v":2019},"02","07","15","02/07/2019 15:00","2019-02-07T08:00:00",52.358000000000004]
["20130207:1600",{"v":14.1,"d":"14.10"},55.15,299,{"v":782.3,"d":"782.30"},57,271.98,1.37,120,97834,{"$f":"'Phoenix TMY 3'!$D$5","v":2019},"02","07","16","02/07/2019 16:00","2019-02-07T09:00:00",57.379999999999995]
["20130207:1700",16.89,42.74,486,893.29,70,{"v":276.5,"d":"276.50"},1.26,123,97863,{"$f":"'Phoenix TMY 3'!$D$5","v":2019},"02","07","17","02/07/2019 17:00","2019-02-07T10:00:00",62.402]
["20130207:1800",18.22,37.96,628,949.37,77,278.38,1.13,130,97789,{"$f":"'Phoenix TMY 3'!$D$5","v":2019},"02","07","18","02/07/2019 18:00","2019-02-07T11:00:00",64.79599999999999]
["20130207:1900",19.55,33.18,711,975.82,81,280.27,{"v":1,"d":"1.00"},137,97716,{"$f":"'Phoenix TMY 3'!$D$5","v":2019},"02","07","19","02/07/2019 19:00","2019-02-07T12:00:00",67.19]
["20130207:2000",20.88,{"v":28.4,"d":"28.40"},727,981.86,82,282.15,0.87,145,97642,{"$f":"'Phoenix TMY 3'!$D$5","v":2019},"02","07","20","02/07/2019 20:00","2019-02-07T13:00:00",69.584]
["20130207:2100",20.98,28.13,674,969.79,79,280.17,0.93,164,97588,{"$f":"'Phoenix TMY 3'!$D$5","v":2019},"02","07","21","02/07/2019 21:00","2019-02-07T14:00:00",69.76400000000001]
["20130207:2200",21.08,27.86,556,929.74,74,278.18,{"v":1,"d":"1.00"},184,97533,{"$f":"'Phoenix TMY 3'!$D$5","v":2019},"02","07","22","02/07/2019 22:00","2019-02-07T15:00:00",69.94399999999999]
["20130207:2300",21.18,27.59,386,854.35,63,{"v":276.2,"d":"276.20"},1.06,204,97479,{"$f":"'Phoenix TMY 3'!$D$5","v":2019},"02","07","23","02/07/2019 23:00","2019-02-07T16:00:00",70.124]
["20130208:0000",20.35,32.03,183,{"v":666,"d":"666.00"},46,272.57,1.29,254,97472,{"$f":"'Phoenix TMY 3'!$D$5","v":2019},"02","08","00","02/08/2019 00:00","2019-02-07T17:00:00",68.63]
["20130208:0100",19.51,36.47,0,{"v":0,"d":"0.00"},0,268.93,1.51,304,97466,{"$f":"'Phoenix TMY 3'!$D$5","v":2019},"02","08","01","02/08/2019 01:00","2019-02-07T18:00:00",67.118]
["20130208:0200",18.68,40.91,0,{"v":0,"d":"0.00"},0,{"v":265.3,"d":"265.30"},1.74,354,97460,{"$f":"'Phoenix TMY 3'!$D$5","v":2019},"02","08","02","02/08/2019 02:00","2019-02-07T19:00:00",65.624]
["20130208:0300",16.96,44.73,0,{"v":0,"d":"0.00"},0,265.77,2.13,23,97440,{"$f":"'Phoenix TMY 3'!$D$5","v":2019},"02","08","03","02/08/2019 03:00","2019-02-07T20:00:00",62.528000000000006]
["20130208:0400",15.24,48.55,0,{"v":0,"d":"0.00"},0,266.23,2.52,52,97421,{"$f":"'Phoenix TMY 3'!$D$5","v":2019},"02","08","04","02/08/2019 04:00","2019-02-07T21:00:00",59.432]
["20130208:0500",13.52,52.37,0,{"v":0,"d":"0.00"},0,{"v":266.7,"d":"266.70"},2.91,82,97402,{"$f":"'Phoenix TMY 3'!$D$5","v":2019},"02","08","05","02/08/2019 05:00","2019-02-07T22:00:00",56.336]
["20130208:0600",12.26,55.03,0,{"v":0,"d":"0.00"},0,267.75,2.66,94,97348,{"$f":"'Phoenix TMY 3'!$D$5","v":2019},"02","08","06","02/08/2019 06:00","2019-02-07T23:00:00",54.068]
["20130208:0700",11.01,57.69,0,{"v":0,"d":"0.00"},0,{"v":268.8,"d":"268.80"},{"v":2.4,"d":"2.40"},107,97293,{"$f":"'Phoenix TMY 3'!$D$5","v":2019},"02","08","07","02/08/2019 07:00","2019-02-08",51.818]
["20130208:0800",9.75,60.35,0,{"v":0,"d":"0.00"},0,269.85,2.15,120,97239,{"$f":"'Phoenix TMY 3'!$D$5","v":2019},"02","08","08","02/08/2019 08:00","2019-02-08T01:00:00",49.55]
["20130208:0900",9.68,60.88,0,{"v":0,"d":"0.00"},0,269.97,2.51,132,97200,{"$f":"'Phoenix TMY 3'!$D$5","v":2019},"02","08","09","02/08/2019 09:00","2019-02-08T02:00:00",49.424]
["20130208:1000",{"v":9.6,"d":"9.60"},{"v":61.4,"d":"61.40"},0,{"v":0,"d":"0.00"},0,270.08,2.87,145,97162,{"$f":"'Phoenix TMY 3'!$D$5","v":2019},"02","08","10","02/08/2019 10:00","2019-02-08T03:00:00",49.28]
["20130208:1100",9.52,61.93,0,{"v":0,"d":"0.00"},0,{"v":270.2,"d":"270.20"},3.23,157,97123,{"$f":"'Phoenix TMY 3'!$D$5","v":2019},"02","08","11","02/08/2019 11:00","2019-02-08T04:00:00",49.135999999999996]
["20130208:1200",9.56,63.96,0,{"v":0,"d":"0.00"},0,268.43,3.04,167,97149,{"$f":"'Phoenix TMY 3'!$D$5","v":2019},"02","08","12","02/08/2019 12:00","2019-02-08T05:00:00",49.208]
["20130208:1300",{"v":9.6,"d":"9.60"},65.99,0,{"v":0,"d":"0.00"},0,266.67,2.86,177,97175,{"$f":"'Phoenix TMY 3'!$D$5","v":2019},"02","08","13","02/08/2019 13:00","2019-02-08T06:00:00",49.28]
["20130208:1400",9.64,68.02,0,{"v":0,"d":"0.00"},0,{"v":264.9,"d":"264.90"},2.68,187,97200,{"$f":"'Phoenix TMY 3'!$D$5","v":2019},"02","08","14","02/08/2019 14:00","2019-02-08T07:00:00",49.352000000000004]
["20130208:1500",10.91,{"v":61.9,"d":"61.90"},101,535.69,34,266.62,2.89,201,97242,{"$f":"'Phoenix TMY 3'!$D$5","v":2019},"02","08","15","02/08/2019 15:00","2019-02-08T08:00:00",51.638000000000005]
["20130208:1600",12.18,55.79,185,179.07,129,268.33,{"v":3.1,"d":"3.10"},214,97283,{"$f":"'Phoenix TMY 3'!$D$5","v":2019},"02","08","16","02/08/2019 16:00","2019-02-08T09:00:00",53.924]
["20130208:1700",13.46,49.67,495,905.49,70,270.05,3.31,227,97325,{"$f":"'Phoenix TMY 3'!$D$5","v":2019},"02","08","17","02/08/2019 17:00","2019-02-08T10:00:00",56.228]
["20130208:1800",14.37,44.13,638,958.45,78,271.02,3.57,231,97274,{"$f":"'Phoenix TMY 3'!$D$5","v":2019},"02","08","18","02/08/2019 18:00","2019-02-08T11:00:00",57.866]
["20130208:1900",15.29,38.59,721,985.13,81,271.98,3.83,235,97223,{"$f":"'Phoenix TMY 3'!$D$5","v":2019},"02","08","19","02/08/2019 19:00","2019-02-08T12:00:00",59.522]
["20130208:2000",{"v":16.2,"d":"16.20"},33.05,737,990.84,82,272.95,{"v":4.1,"d":"4.10"},239,97171,{"$f":"'Phoenix TMY 3'!$D$5","v":2019},"02","08","20","02/08/2019 20:00","2019-02-08T13:00:00",61.16]
["20130208:2100",16.09,32.47,685,979.47,80,270.82,{"v":4.5,"d":"4.50"},239,97107,{"$f":"'Phoenix TMY 3'!$D$5","v":2019},"02","08","21","02/08/2019 21:00","2019-02-08T14:00:00",60.962]
["20130208:2200",15.97,{"v":31.9,"d":"31.90"},568,945.48,74,268.68,4.91,239,97043,{"$f":"'Phoenix TMY 3'!$D$5","v":2019},"02","08","22","02/08/2019 22:00","2019-02-08T15:00:00",60.746]
["20130208:2300",15.85,31.32,396,869.17,64,266.55,5.31,238,96979,{"$f":"'Phoenix TMY 3'!$D$5","v":2019},"02","08","23","02/08/2019 23:00","2019-02-08T16:00:00",60.53]
["20130209:0000",{"v":15.1,"d":"15.10"},{"v":37.3,"d":"37.30"},190,682.96,47,264.95,5.16,244,96973,{"$f":"'Phoenix TMY 3'!$D$5","v":2019},"02","09","00","02/09/2019 00:00","2019-02-08T17:00:00",59.18]
["20130209:0100",14.34,43.28,0,{"v":0,"d":"0.00"},0,263.35,5.02,251,96966,{"$f":"'Phoenix TMY 3'!$D$5","v":2019},"02","09","01","02/09/2019 01:00","2019-02-08T18:00:00",57.812]
["20130209:0200",13.59,49.26,0,{"v":0,"d":"0.00"},0,261.75,4.87,257,96960,{"$f":"'Phoenix TMY 3'!$D$5","v":2019},"02","09","02","02/09/2019 02:00","2019-02-08T19:00:00",56.462]
["20130209:0300",12.51,57.39,0,{"v":0,"d":"0.00"},0,259.88,3.86,256,96998,{"$f":"'Phoenix TMY 3'!$D$5","v":2019},"02","09","03","02/09/2019 03:00","2019-02-08T20:00:00",54.518]
["20130209:0400",11.43,65.52,0,{"v":0,"d":"0.00"},0,258.02,2.86,254,97037,{"$f":"'Phoenix TMY 3'!$D$5","v":2019},"02","09","04","02/09/2019 04:00","2019-02-08T21:00:00",52.574]
["20130209:0500",10.36,73.65,0,{"v":0,"d":"0.00"},0,256.15,1.85,253,97075,{"$f":"'Phoenix TMY 3'!$D$5","v":2019},"02","09","05","02/09/2019 05:00","2019-02-08T22:00:00",50.647999999999996]
["20130209:0600",9.48,76.15,0,{"v":0,"d":"0.00"},0,262.22,{"v":3.5,"d":"3.50"},253,97101,{"$f":"'Phoenix TMY 3'!$D$5","v":2019},"02","09","06","02/09/2019 06:00","2019-02-08T23:00:00",49.064]
["20130209:0700",{"v":8.6,"d":"8.60"},78.65,0,{"v":0,"d":"0.00"},0,268.28,5.15,252,97127,{"$f":"'Phoenix TMY 3'!$D$5","v":2019},"02","09","07","02/09/2019 07:00","2019-02-09",47.480000000000004]
["20130209:0800",7.72,81.15,0,{"v":0,"d":"0.00"},0,274.35,{"v":6.8,"d":"6.80"},251,97152,{"$f":"'Phoenix TMY 3'!$D$5","v":2019},"02","09","08","02/09/2019 08:00","2019-02-09T01:00:00",45.896]
["20130209:0900",7.22,82.79,0,{"v":0,"d":"0.00"},0,285.33,5.39,251,97168,{"$f":"'Phoenix TMY 3'!$D$5","v":2019},"02","09","09","02/09/2019 09:00","2019-02-09T02:00:00",44.996]
["20130209:1000",6.72,84.43,0,{"v":0,"d":"0.00"},0,296.32,3.99,250,97184,{"$f":"'Phoenix TMY 3'!$D$5","v":2019},"02","09","10","02/09/2019 10:00","2019-02-09T03:00:00",44.096000000000004]
["20130209:1100",6.21,86.07,0,{"v":0,"d":"0.00"},0,{"v":307.3,"d":"307.30"},2.58,249,97200,{"$f":"'Phoenix TMY 3'!$D$5","v":2019},"02","09","11","02/09/2019 11:00","2019-02-09T04:00:00",43.178]
["20130209:1200",5.97,86.15,0,{"v":0,"d":"0.00"},0,304.38,2.64,252,97245,{"$f":"'Phoenix TMY 3'!$D$5","v":2019},"02","09","12","02/09/2019 12:00","2019-02-09T05:00:00",42.746]
["20130209:1300",5.74,86.23,0,{"v":0,"d":"0.00"},0,301.47,2.71,256,97290,{"$f":"'Phoenix TMY 3'!$D$5","v":2019},"02","09","13","02/09/2019 13:00","2019-02-09T06:00:00",42.332]
["20130209:1400",{"v":5.5,"d":"5.50"},86.31,0,{"v":0,"d":"0.00"},0,298.55,2.77,259,97335,{"$f":"'Phoenix TMY 3'!$D$5","v":2019},"02","09","14","02/09/2019 14:00","2019-02-09T07:00:00",41.9]
["20130209:1500",6.43,77.64,103,{"v":530.3,"d":"530.30"},35,288.62,3.17,259,97392,{"$f":"'Phoenix TMY 3'!$D$5","v":2019},"02","09","15","02/09/2019 15:00","2019-02-09T08:00:00",43.574]
["20130209:1600",7.36,68.97,309,793.83,58,278.68,3.57,259,97450,{"$f":"'Phoenix TMY 3'!$D$5","v":2019},"02","09","16","02/09/2019 16:00","2019-02-09T09:00:00",45.248000000000005]
["20130209:1700",8.29,{"v":60.3,"d":"60.30"},498,{"v":904.7,"d":"904.70"},70,268.75,3.97,259,97508,{"$f":"'Phoenix TMY 3'!$D$5","v":2019},"02","09","17","02/09/2019 17:00","2019-02-09T10:00:00",46.922]
["20130209:1800",9.36,55.14,641,957.11,78,273.83,4.53,259,97492,{"$f":"'Phoenix TMY 3'!$D$5","v":2019},"02","09","18","02/09/2019 18:00","2019-02-09T11:00:00",48.848]
["20130209:1900",10.44,49.97,724,982.01,82,278.92,5.09,259,97476,{"$f":"'Phoenix TMY 3'!$D$5","v":2019},"02","09","19","02/09/2019 19:00","2019-02-09T12:00:00",50.792]
["20130209:2000",11.51,44.81,556,407.38,285,{"v":284,"d":"284.00"},5.66,260,97460,{"$f":"'Phoenix TMY 3'!$D$5","v":2019},"02","09","20","02/09/2019 20:00","2019-02-09T13:00:00",52.718]
["20130209:2100",11.76,42.97,311,56.28,276,281.52,4.96,262,97450,{"$f":"'Phoenix TMY 3'!$D$5","v":2019},"02","09","21","02/09/2019 21:00","2019-02-09T14:00:00",53.168]
["20130209:2200",{"v":12,"d":"12.00"},41.12,375,262.08,237,279.03,4.26,264,97440,{"$f":"'Phoenix TMY 3'!$D$5","v":2019},"02","09","22","02/09/2019 22:00","2019-02-09T15:00:00",53.6]
["20130209:2300",12.24,39.28,29,{"v":0,"d":"0.00"},29,276.55,3.56,267,97431,{"$f":"'Phoenix TMY 3'!$D$5","v":2019},"02","09","23","02/09/2019 23:00","2019-02-09T16:00:00",54.032]
["20130210:0000",11.69,43.01,122,201.82,79,{"v":272.4,"d":"272.40"},2.49,270,97476,{"$f":"'Phoenix TMY 3'!$D$5","v":2019},"02","10","00","02/10/2019 00:00",{"$f":"(DATEVALUE(O978)+TIMEVALUE(O978))+($P$16/24)","v":"2019-02-09T17:00:00"},53.042]
["20130210:0100",11.13,46.73,0,{"v":0,"d":"0.00"},0,268.25,1.43,274,97520,{"$f":"'Phoenix TMY 3'!$D$5","v":2019},{"$f":"MID(A979,5,2)","v":"02"},{"$f":"MID(A979,7,2)","v":"10"},{"$f":"MID(A979,10,2)","v":"01"},{"$f":"L979&\"/\"&M979&\"/\"&K979&\" \"&N979&\":00\"","v":"02/10/2019 01:00"},"2019-02-09T18:00:00",{"$f":"((9/5)*B979)+32","v":52.034000000000006}]
["20130210:0200",10.58,50.46,0,{"v":0,"d":"0.00"},0,{"v":264.1,"d":"264.10"},0.36,278,97565,{"$f":"'Phoenix TMY 3'!$D$5","v":2019},"02","10","02","02/10/2019 02:00","2019-02-09T19:00:00",51.044]
["20130210:0300",9.98,{"v":53.2,"d":"53.20"},0,{"v":0,"d":"0.00"},0,255.25,1.01,262,97607,{"$f":"'Phoenix TMY 3'!$D$5","v":2019},"02","10","03","02/10/2019 03:00","2019-02-09T20:00:00",49.964]
["20130210:0400",9.38,55.94,0,{"v":0,"d":"0.00"},0,{"v":246.4,"d":"246.40"},1.66,247,97648,{"$f":"'Phoenix TMY 3'!$D$5","v":2019},"02","10","04","02/10/2019 04:00","2019-02-09T21:00:00",48.884]
["20130210:0500",8.78,58.68,0,{"v":0,"d":"0.00"},0,237.55,2.32,232,97690,{"$f":"'Phoenix TMY 3'!$D$5","v":2019},"02","10","05","02/10/2019 05:00","2019-02-09T22:00:00",47.804]
["20130210:0600",8.06,58.01,0,{"v":0,"d":"0.00"},0,236.77,1.64,203,97697,{"$f":"'Phoenix TMY 3'!$D$5","v":2019},"02","10","06","02/10/2019 06:00","2019-02-09T23:00:00",46.508]
["20130210:0700",7.34,57.34,0,{"v":0,"d":"0.00"},0,235.98,0.97,174,97703,{"$f":"'Phoenix TMY 3'!$D$5","v":2019},"02","10","07","02/10/2019 07:00","2019-02-10",45.212]
["20130210:0800",6.62,56.67,0,{"v":0,"d":"0.00"},0,{"v":235.2,"d":"235.20"},0.29,145,97709,{"$f":"'Phoenix TMY 3'!$D$5","v":2019},"02","10","08","02/10/2019 08:00","2019-02-10T01:00:00",43.916]
["20130210:0900",{"v":5.8,"d":"5.80"},59.01,0,{"v":0,"d":"0.00"},0,234.57,0.76,144,97709,{"$f":"'Phoenix TMY 3'!$D$5","v":2019},"02","10","09","02/10/2019 09:00","2019-02-10T02:00:00",42.44]
["20130210:1000",4.98,61.35,0,{"v":0,"d":"0.00"},0,233.93,1.24,143,97709,{"$f":"'Phoenix TMY 3'!$D$5","v":2019},"02","10","10","02/10/2019 10:00","2019-02-10T03:00:00",40.964]
["20130210:1100",4.16,63.69,0,{"v":0,"d":"0.00"},0,{"v":233.3,"d":"233.30"},1.71,142,97709,{"$f":"'Phoenix TMY 3'!$D$5","v":2019},"02","10","11","02/10/2019 11:00","2019-02-10T04:00:00",39.488]
["20130210:1200",4.19,63.02,0,{"v":0,"d":"0.00"},0,231.73,1.64,141,97745,{"$f":"'Phoenix TMY 3'!$D$5","v":2019},"02","10","12","02/10/2019 12:00","2019-02-10T05:00:00",39.542]
["20130210:1300",4.23,62.34,0,{"v":0,"d":"0.00"},0,230.17,1.56,139,97780,{"$f":"'Phoenix TMY 3'!$D$5","v":2019},"02","10","13","02/10/2019 13:00","2019-02-10T06:00:00",39.614000000000004]
["20130210:1400",4.26,61.67,0,{"v":0,"d":"0.00"},0,{"v":228.6,"d":"228.60"},1.49,138,97815,{"$f":"'Phoenix TMY 3'!$D$5","v":2019},"02","10","14","02/10/2019 14:00","2019-02-10T07:00:00",39.668]
["20130210:1500",6.18,55.11,108,547.66,36,232.02,1.51,163,97805,{"$f":"'Phoenix TMY 3'!$D$5","v":2019},"02","10","15","02/10/2019 15:00","2019-02-10T08:00:00",43.124]
["20130210:1600",{"v":8.1,"d":"8.10"},48.55,316,806.94,58,235.43,1.54,189,97796,{"$f":"'Phoenix TMY 3'!$D$5","v":2019},"02","10","16","02/10/2019 16:00","2019-02-10T09:00:00",46.58]
["20130210:1700",10.03,41.99,506,912.18,71,238.85,1.56,215,97786,{"$f":"'Phoenix TMY 3'!$D$5","v":2019},"02","10","17","02/10/2019 17:00","2019-02-10T10:00:00",50.054]
["20130210:1800",{"v":11.1,"d":"11.10"},38.67,650,965.85,78,238.95,2.11,223,97706,{"$f":"'Phoenix TMY 3'!$D$5","v":2019},"02","10","18","02/10/2019 18:00","2019-02-10T11:00:00",51.980000000000004]
["20130210:1900",12.17,35.35,733,989.51,82,239.05,2.66,231,97626,{"$f":"'Phoenix TMY 3'!$D$5","v":2019},"02","10","19","02/10/2019 19:00","2019-02-10T12:00:00",53.906]
["20130210:2000",13.24,32.03,68,{"v":0,"d":"0.00"},68,239.15,3.21,240,97546,{"$f":"'Phoenix TMY 3'!$D$5","v":2019},"02","10","20","02/10/2019 20:00","2019-02-10T13:00:00",55.832]
["20130210:2100",13.39,31.97,692,{"v":977.6,"d":"977.60"},80,237.87,2.86,242,97504,{"$f":"'Phoenix TMY 3'!$D$5","v":2019},"02","10","21","02/10/2019 21:00","2019-02-10T14:00:00",56.102000000000004]
["20130210:2200",13.54,{"v":31.9,"d":"31.90"},573,940.37,74,236.58,2.51,245,97463,{"$f":"'Phoenix TMY 3'!$D$5","v":2019},"02","10","22","02/10/2019 22:00","2019-02-10T15:00:00",56.372]
["20130210:2300",13.69,31.84,234,161.63,171,{"v":235.3,"d":"235.30"},2.17,247,97421,{"$f":"'Phoenix TMY 3'!$D$5","v":2019},"02","10","23","02/10/2019 23:00","2019-02-10T16:00:00",56.641999999999996]
["20130211:0000",12.56,39.54,113,138.42,83,{"v":234.8,"d":"234.80"},2.25,265,97447,{"$f":"'Phoenix TMY 3'!$D$5","v":2019},"02","11","00","02/11/2019 00:00","2019-02-10T17:00:00",54.608000000000004]
["20130211:0100",11.43,47.25,0,{"v":0,"d":"0.00"},0,{"v":234.3,"d":"234.30"},2.34,282,97472,{"$f":"'Phoenix TMY 3'!$D$5","v":2019},"02","11","01","02/11/2019 01:00","2019-02-10T18:00:00",52.574]
["20130211:0200",{"v":10.3,"d":"10.30"},54.95,0,{"v":0,"d":"0.00"},0,{"v":233.8,"d":"233.80"},2.43,299,97498,{"$f":"'Phoenix TMY 3'!$D$5","v":2019},"02","11","02","02/11/2019 02:00","2019-02-10T19:00:00",50.540000000000006]
["20130211:0300",9.96,51.55,0,{"v":0,"d":"0.00"},0,234.25,1.93,341,97530,{"$f":"'Phoenix TMY 3'!$D$5","v":2019},"02","11","03","02/11/2019 03:00","2019-02-10T20:00:00",49.928]
["20130211:0400",9.62,48.15,0,{"v":0,"d":"0.00"},0,{"v":234.7,"d":"234.70"},1.43,22,97562,{"$f":"'Phoenix TMY 3'!$D$5","v":2019},"02","11","04","02/11/2019 04:00","2019-02-10T21:00:00",49.316]
["20130211:0500",9.28,44.75,0,{"v":0,"d":"0.00"},0,235.15,0.94,64,97594,{"$f":"'Phoenix TMY 3'!$D$5","v":2019},"02","11","05","02/11/2019 05:00","2019-02-10T22:00:00",48.704]
["20130211:0600",8.24,45.98,0,{"v":0,"d":"0.00"},0,235.25,1.14,89,97607,{"$f":"'Phoenix TMY 3'!$D$5","v":2019},"02","11","06","02/11/2019 06:00","2019-02-10T23:00:00",46.832]
["20130211:0700",7.21,{"v":47.2,"d":"47.20"},0,{"v":0,"d":"0.00"},0,235.35,1.34,114,97620,{"$f":"'Phoenix TMY 3'!$D$5","v":2019},"02","11","07","02/11/2019 07:00","2019-02-11",44.978]
["20130211:0800",6.17,48.43,0,{"v":0,"d":"0.00"},0,235.45,1.54,140,97632,{"$f":"'Phoenix TMY 3'!$D$5","v":2019},"02","11","08","02/11/2019 08:00","2019-02-11T01:00:00",43.106]
["20130211:0900",5.57,50.19,0,{"v":0,"d":"0.00"},0,{"v":235.2,"d":"235.20"},1.18,135,97639,{"$f":"'Phoenix TMY 3'!$D$5","v":2019},"02","11","09","02/11/2019 09:00","2019-02-11T02:00:00",42.026]
["20130211:1000",4.97,51.95,0,{"v":0,"d":"0.00"},0,234.95,0.82,129,97645,{"$f":"'Phoenix TMY 3'!$D$5","v":2019},"02","11","10","02/11/2019 10:00","2019-02-11T03:00:00",40.946]
["20130211:1100",4.37,53.71,0,{"v":0,"d":"0.00"},0,{"v":234.7,"d":"234.70"},0.46,124,97652,{"$f":"'Phoenix TMY 3'!$D$5","v":2019},"02","11","11","02/11/2019 11:00","2019-02-11T04:00:00",39.866]
["20130211:1200",3.88,61.65,0,{"v":0,"d":"0.00"},0,233.85,0.57,133,97652,{"$f":"'Phoenix TMY 3'!$D$5","v":2019},"02","11","12","02/11/2019 12:00","2019-02-11T05:00:00",38.984]
["20130211:1300",{"v":3.4,"d":"3.40"},69.59,0,{"v":0,"d":"0.00"},0,{"v":233,"d":"233.00"},0.68,142,97652,{"$f":"'Phoenix TMY 3'!$D$5","v":2019},"02","11","13","02/11/2019 13:00","2019-02-11T06:00:00",38.12]
["20130211:1400",2.91,77.53,0,{"v":0,"d":"0.00"},0,232.15,0.79,152,97652,{"$f":"'Phoenix TMY 3'!$D$5","v":2019},"02","11","14","02/11/2019 14:00","2019-02-11T07:00:00",37.238]
["20130211:1500",4.96,64.95,8,{"v":0,"d":"0.00"},8,242.12,0.83,180,97690,{"$f":"'Phoenix TMY 3'!$D$5","v":2019},"02","11","15","02/11/2019 15:00","2019-02-11T08:00:00",40.928]
["20130211:1600",7.01,52.38,101,{"v":0,"d":"0.00"},101,252.08,0.88,208,97729,{"$f":"'Phoenix TMY 3'!$D$5","v":2019},"02","11","16","02/11/2019 16:00","2019-02-11T09:00:00",44.618]
["20130211:1700",9.07,{"v":39.8,"d":"39.80"},69,{"v":0,"d":"0.00"},69,262.05,0.92,237,97767,{"$f":"'Phoenix TMY 3'!$D$5","v":2019},"02","11","17","02/11/2019 17:00","2019-02-11T10:00:00",48.326]
["20130211:1800",9.94,35.81,392,177.77,286,269.68,1.12,246,97741,{"$f":"'Phoenix TMY 3'!$D$5","v":2019},"02","11","18","02/11/2019 18:00","2019-02-11T11:00:00",49.891999999999996]
["20130211:1900",10.81,31.82,478,235.62,322,277.32,1.32,256,97716,{"$f":"'Phoenix TMY 3'!$D$5","v":2019},"02","11","19","02/11/2019 19:00","2019-02-11T12:00:00",51.458]
["20130211:2000",11.67,27.83,217,8.91,211,284.95,1.52,265,97690,{"$f":"'Phoenix TMY 3'!$D$5","v":2019},"02","11","20","02/11/2019 20:00","2019-02-11T13:00:00",53.006]
["20130211:2100",11.83,26.67,692,{"v":969.5,"d":"969.50"},81,278.83,1.66,273,97684,{"$f":"'Phoenix TMY 3'!$D$5","v":2019},"02","11","21","02/11/2019 21:00","2019-02-11T14:00:00",53.294]
["20130211:2200",11.99,25.51,574,933.18,75,272.72,1.79,281,97677,{"$f":"'Phoenix TMY 3'!$D$5","v":2019},"02","11","22","02/11/2019 22:00","2019-02-11T15:00:00",53.582]
["20130211:2300",12.14,24.35,189,60.96,165,{"v":266.6,"d":"266.60"},1.93,289,97671,{"$f":"'Phoenix TMY 3'!$D$5","v":2019},"02","11","23","02/11/2019 23:00","2019-02-11T16:00:00",53.852000000000004]
["20130212:0000",10.96,30.98,11,{"v":0,"d":"0.00"},11,263.85,1.85,287,97738,{"$f":"'Phoenix TMY 3'!$D$5","v":2019},"02","12","00","02/12/2019 00:00","2019-02-11T17:00:00",51.728]
["20130212:0100",9.78,37.62,11,{"v":0,"d":"0.00"},11,{"v":261.1,"d":"261.10"},1.77,286,97805,{"$f":"'Phoenix TMY 3'!$D$5","v":2019},"02","12","01","02/12/2019 01:00","2019-02-11T18:00:00",49.604]
["20130212:0200",8.61,44.25,0,{"v":0,"d":"0.00"},0,258.35,{"v":1.7,"d":"1.70"},284,97873,{"$f":"'Phoenix TMY 3'!$D$5","v":2019},"02","12","02","02/12/2019 02:00","2019-02-11T19:00:00",47.498]
["20130212:0300",7.81,47.61,0,{"v":0,"d":"0.00"},0,251.65,1.53,270,97937,{"$f":"'Phoenix TMY 3'!$D$5","v":2019},"02","12","03","02/12/2019 03:00","2019-02-11T20:00:00",46.058]
["20130212:0400",7.01,50.96,0,{"v":0,"d":"0.00"},0,244.95,1.36,255,98001,{"$f":"'Phoenix TMY 3'!$D$5","v":2019},"02","12","04","02/12/2019 04:00","2019-02-11T21:00:00",44.618]
["20130212:0500",6.22,54.32,0,{"v":0,"d":"0.00"},0,238.25,1.19,241,98065,{"$f":"'Phoenix TMY 3'!$D$5","v":2019},"02","12","05","02/12/2019 05:00","2019-02-11T22:00:00",43.196]
["20130212:0600",5.39,57.94,0,{"v":0,"d":"0.00"},0,{"v":236.5,"d":"236.50"},1.52,186,98100,{"$f":"'Phoenix TMY 3'!$D$5","v":2019},"02","12","06","02/12/2019 06:00","2019-02-11T23:00:00",41.702]
["20130212:0700",4.57,61.55,0,{"v":0,"d":"0.00"},0,234.75,1.85,132,98135,{"$f":"'Phoenix TMY 3'!$D$5","v":2019},"02","12","07","02/12/2019 07:00","2019-02-12",40.226]
["20130212:0800",3.74,65.17,0,{"v":0,"d":"0.00"},0,{"v":233,"d":"233.00"},2.18,77,98170,{"$f":"'Phoenix TMY 3'!$D$5","v":2019},"02","12","08","02/12/2019 08:00","2019-02-12T01:00:00",38.732]
["20130212:0900",3.06,67.91,0,{"v":0,"d":"0.00"},0,231.77,2.06,83,98193,{"$f":"'Phoenix TMY 3'!$D$5","v":2019},"02","12","09","02/12/2019 09:00","2019-02-12T02:00:00",37.508]
["20130212:1000",2.38,70.64,0,{"v":0,"d":"0.00"},0,230.53,1.95,89,98215,{"$f":"'Phoenix TMY 3'!$D$5","v":2019},"02","12","10","02/12/2019 10:00","2019-02-12T03:00:00",36.284]
["20130212:1100",1.69,73.38,0,{"v":0,"d":"0.00"},0,{"v":229.3,"d":"229.30"},1.83,95,98238,{"$f":"'Phoenix TMY 3'!$D$5","v":2019},"02","12","11","02/12/2019 11:00","2019-02-12T04:00:00",35.042]
["20130212:1200",1.28,74.52,0,{"v":0,"d":"0.00"},0,228.08,1.69,90,98330,{"$f":"'Phoenix TMY 3'!$D$5","v":2019},"02","12","12","02/12/2019 12:00","2019-02-12T05:00:00",34.304]
["20130212:1300",0.88,75.66,0,{"v":0,"d":"0.00"},0,226.87,1.54,85,98423,{"$f":"'Phoenix TMY 3'!$D$5","v":2019},"02","12","13","02/12/2019 13:00","2019-02-12T06:00:00",33.584]
["20130212:1400",0.47,{"v":76.8,"d":"76.80"},0,{"v":0,"d":"0.00"},0,225.65,1.39,80,98516,{"$f":"'Phoenix TMY 3'!$D$5","v":2019},"02","12","14","02/12/2019 14:00","2019-02-12T07:00:00",32.846]
["20130212:1500",3.27,64.19,118,586.16,37,229.85,1.19,66,98545,{"$f":"'Phoenix TMY 3'!$D$5","v":2019},"02","12","15","02/12/2019 15:00","2019-02-12T08:00:00",37.886]
["20130212:1600",6.07,51.58,332,831.78,60,234.05,0.98,51,98574,{"$f":"'Phoenix TMY 3'!$D$5","v":2019},"02","12","16","02/12/2019 16:00",{"$f":"(DATEVALUE(O1042)+TIMEVALUE(O1042))+($P$16/24)","v":"2019-02-12T09:00:00"},42.926]
["20130212:1700",8.87,38.97,525,934.69,72,238.25,0.77,37,98603,{"$f":"'Phoenix TMY 3'!$D$5","v":2019},{"$f":"MID(A1043,5,2)","v":"02"},{"$f":"MID(A1043,7,2)","v":"12"},{"$f":"MID(A1043,10,2)","v":"17"},{"$f":"L1043&\"/\"&M1043&\"/\"&K1043&\" \"&N1043&\":00\"","v":"02/12/2019 17:00"},"2019-02-12T10:00:00",{"$f":"((9/5)*B1043)+32","v":47.966}]
["20130212:1800",10.26,35.03,671,984.38,80,238.85,0.78,25,98507,{"$f":"'Phoenix TMY 3'!$D$5","v":2019},"02","12","18","02/12/2019 18:00","2019-02-12T11:00:00",50.468]
["20130212:1900",11.65,31.08,755,{"v":1007.07,"d":"1,007.07"},84,239.45,0.79,14,98411,{"$f":"'Phoenix TMY 3'!$D$5","v":2019},"02","12","19","02/12/2019 19:00","2019-02-12T12:00:00",52.97]
["20130212:2000",13.03,27.14,769,{"v":1010.46,"d":"1,010.46"},84,240.05,{"v":0.8,"d":"0.80"},2,98314,{"$f":"'Phoenix TMY 3'!$D$5","v":2019},"02","12","20","02/12/2019 20:00","2019-02-12T13:00:00",55.454]
["20130212:2100",13.31,26.08,713,994.59,82,237.68,0.98,359,98254,{"$f":"'Phoenix TMY 3'!$D$5","v":2019},"02","12","21","02/12/2019 21:00","2019-02-12T14:00:00",55.958]
["20130212:2200",13.58,25.03,591,955.78,76,235.32,1.16,357,98193,{"$f":"'Phoenix TMY 3'!$D$5","v":2019},"02","12","22","02/12/2019 22:00","2019-02-12T15:00:00",56.444]
["20130212:2300",13.85,23.97,414,875.24,66,232.95,1.34,354,98132,{"$f":"'Phoenix TMY 3'!$D$5","v":2019},"02","12","23","02/12/2019 23:00","2019-02-12T16:00:00",56.93]
["20130213:0000",12.61,31.03,205,696.24,49,232.22,1.56,346,98167,{"$f":"'Phoenix TMY 3'!$D$5","v":2019},"02","13","00","02/13/2019 00:00","2019-02-12T17:00:00",54.698]
["20130213:0100",11.36,38.09,12,{"v":0,"d":"0.00"},12,231.48,1.79,338,98202,{"$f":"'Phoenix TMY 3'!$D$5","v":2019},"02","13","01","02/13/2019 01:00","2019-02-12T18:00:00",52.448]
["20130213:0200",10.12,45.15,0,{"v":0,"d":"0.00"},0,230.75,2.01,330,98238,{"$f":"'Phoenix TMY 3'!$D$5","v":2019},"02","13","02","02/13/2019 02:00","2019-02-12T19:00:00",50.215999999999994]
["20130213:0300",8.86,50.41,0,{"v":0,"d":"0.00"},0,231.92,1.62,344,98247,{"$f":"'Phoenix TMY 3'!$D$5","v":2019},"02","13","03","02/13/2019 03:00","2019-02-12T20:00:00",47.948]
["20130213:0400",{"v":7.6,"d":"7.60"},55.67,0,{"v":0,"d":"0.00"},0,233.08,1.23,359,98257,{"$f":"'Phoenix TMY 3'!$D$5","v":2019},"02","13","04","02/13/2019 04:00","2019-02-12T21:00:00",45.68]
["20130213:0500",6.34,60.93,0,{"v":0,"d":"0.00"},0,234.25,0.84,13,98266,{"$f":"'Phoenix TMY 3'!$D$5","v":2019},"02","13","05","02/13/2019 05:00","2019-02-12T22:00:00",43.412]
["20130213:0600",5.37,63.31,0,{"v":0,"d":"0.00"},0,233.62,1.36,25,98260,{"$f":"'Phoenix TMY 3'!$D$5","v":2019},"02","13","06","02/13/2019 06:00","2019-02-12T23:00:00",41.666]
["20130213:0700",4.41,65.68,0,{"v":0,"d":"0.00"},0,232.98,1.87,37,98254,{"$f":"'Phoenix TMY 3'!$D$5","v":2019},"02","13","07","02/13/2019 07:00","2019-02-13",39.938]
["20130213:0800",3.44,68.06,0,{"v":0,"d":"0.00"},0,232.35,2.39,49,98247,{"$f":"'Phoenix TMY 3'!$D$5","v":2019},"02","13","08","02/13/2019 08:00","2019-02-13T01:00:00",38.192]
["20130213:0900",3.03,{"v":68.7,"d":"68.70"},0,{"v":0,"d":"0.00"},0,231.02,2.07,51,98241,{"$f":"'Phoenix TMY 3'!$D$5","v":2019},"02","13","09","02/13/2019 09:00","2019-02-13T02:00:00",37.454]
["20130213:1000",2.62,69.34,0,{"v":0,"d":"0.00"},0,229.68,1.75,53,98234,{"$f":"'Phoenix TMY 3'!$D$5","v":2019},"02","13","10","02/13/2019 10:00","2019-02-13T03:00:00",36.716]
["20130213:1100",{"v":2.2,"d":"2.20"},69.98,0,{"v":0,"d":"0.00"},0,228.35,1.43,55,98228,{"$f":"'Phoenix TMY 3'!$D$5","v":2019},"02","13","11","02/13/2019 11:00","2019-02-13T04:00:00",35.96]
["20130213:1200",2.14,70.31,0,{"v":0,"d":"0.00"},0,{"v":228,"d":"228.00"},1.43,63,98241,{"$f":"'Phoenix TMY 3'!$D$5","v":2019},"02","13","12","02/13/2019 12:00","2019-02-13T05:00:00",35.852000000000004]
["20130213:1300",2.09,70.64,0,{"v":0,"d":"0.00"},0,227.65,1.43,70,98254,{"$f":"'Phoenix TMY 3'!$D$5","v":2019},"02","13","13","02/13/2019 13:00","2019-02-13T06:00:00",35.762]
["20130213:1400",2.03,70.97,0,{"v":0,"d":"0.00"},0,{"v":227.3,"d":"227.30"},1.43,77,98266,{"$f":"'Phoenix TMY 3'!$D$5","v":2019},"02","13","14","02/13/2019 14:00","2019-02-13T07:00:00",35.653999999999996]
["20130213:1500",5.09,58.19,119,571.78,38,231.82,1.34,76,98270,{"$f":"'Phoenix TMY 3'!$D$5","v":2019},"02","13","15","02/13/2019 15:00","2019-02-13T08:00:00",41.162]
["20130213:1600",8.15,45.41,331,819.34,60,236.33,1.24,74,98273,{"$f":"'Phoenix TMY 3'!$D$5","v":2019},"02","13","16","02/13/2019 16:00","2019-02-13T09:00:00",46.67]
["20130213:1700",11.21,32.63,522,920.94,72,240.85,1.14,73,98276,{"$f":"'Phoenix TMY 3'!$D$5","v":2019},"02","13","17","02/13/2019 17:00","2019-02-13T10:00:00",52.178]
["20130213:1800",12.89,29.41,667,971.01,80,242.97,1.08,52,98186,{"$f":"'Phoenix TMY 3'!$D$5","v":2019},"02","13","18","02/13/2019 18:00","2019-02-13T11:00:00",55.202]
["20130213:1900",14.57,26.19,750,994.72,83,245.08,1.01,32,98097,{"$f":"'Phoenix TMY 3'!$D$5","v":2019},"02","13","19","02/13/2019 19:00","2019-02-13T12:00:00",58.226]
["20130213:2000",16.25,22.97,765,998.27,84,{"v":247.2,"d":"247.20"},0.94,12,98007,{"$f":"'Phoenix TMY 3'!$D$5","v":2019},"02","13","20","02/13/2019 20:00","2019-02-13T13:00:00",61.25]
["20130213:2100",16.66,22.64,710,983.32,82,247.07,1.11,1,97943,{"$f":"'Phoenix TMY 3'!$D$5","v":2019},"02","13","21","02/13/2019 21:00","2019-02-13T14:00:00",61.988]
["20130213:2200",17.06,22.32,590,946.73,76,246.93,1.28,350,97879,{"$f":"'Phoenix TMY 3'!$D$5","v":2019},"02","13","22","02/13/2019 22:00","2019-02-13T15:00:00",62.708]
["20130213:2300",17.46,21.99,416,871.71,66,{"v":246.8,"d":"246.80"},1.45,340,97815,{"$f":"'Phoenix TMY 3'!$D$5","v":2019},"02","13","23","02/13/2019 23:00","2019-02-13T16:00:00",63.428]
["20130214:0000",16.27,24.65,207,693.87,49,245.55,1.45,337,97828,{"$f":"'Phoenix TMY 3'!$D$5","v":2019},"02","14","00","02/14/2019 00:00","2019-02-13T17:00:00",61.286]
["20130214:0100",15.08,27.31,13,{"v":0,"d":"0.00"},13,{"v":244.3,"d":"244.30"},1.46,334,97841,{"$f":"'Phoenix TMY 3'!$D$5","v":2019},"02","14","01","02/14/2019 01:00","2019-02-13T18:00:00",59.144000000000005]
["20130214:0200",{"v":13.9,"d":"13.90"},29.97,0,{"v":0,"d":"0.00"},0,243.05,1.46,331,97853,{"$f":"'Phoenix TMY 3'!$D$5","v":2019},"02","14","02","02/14/2019 02:00","2019-02-13T19:00:00",57.019999999999996]
["20130214:0300",12.69,39.59,0,{"v":0,"d":"0.00"},0,244.52,1.29,350,97863,{"$f":"'Phoenix TMY 3'!$D$5","v":2019},"02","14","03","02/14/2019 03:00","2019-02-13T20:00:00",54.842]
["20130214:0400",11.48,{"v":49.2,"d":"49.20"},0,{"v":0,"d":"0.00"},0,245.98,1.12,9,97873,{"$f":"'Phoenix TMY 3'!$D$5","v":2019},"02","14","04","02/14/2019 04:00","2019-02-13T21:00:00",52.664]
["20130214:0500",10.27,58.82,0,{"v":0,"d":"0.00"},0,247.45,0.95,27,97882,{"$f":"'Phoenix TMY 3'!$D$5","v":2019},"02","14","05","02/14/2019 05:00","2019-02-13T22:00:00",50.486000000000004]
["20130214:0600",9.17,63.16,0,{"v":0,"d":"0.00"},0,246.92,1.14,38,97882,{"$f":"'Phoenix TMY 3'!$D$5","v":2019},"02","14","06","02/14/2019 06:00","2019-02-13T23:00:00",48.506]
["20130214:0700",8.08,{"v":67.5,"d":"67.50"},0,{"v":0,"d":"0.00"},0,246.38,1.33,48,97882,{"$f":"'Phoenix TMY 3'!$D$5","v":2019},"02","14","07","02/14/2019 07:00","2019-02-14",46.544]
["20130214:0800",6.98,71.84,0,{"v":0,"d":"0.00"},0,245.85,1.52,58,97882,{"$f":"'Phoenix TMY 3'!$D$5","v":2019},"02","14","08","02/14/2019 08:00","2019-02-14T01:00:00",44.564]
["20130214:0900",6.08,{"v":73.9,"d":"73.90"},0,{"v":0,"d":"0.00"},0,245.05,1.72,64,97882,{"$f":"'Phoenix TMY 3'!$D$5","v":2019},"02","14","09","02/14/2019 09:00","2019-02-14T02:00:00",42.944]
["20130214:1000",5.17,75.97,0,{"v":0,"d":"0.00"},0,244.25,1.92,70,97882,{"$f":"'Phoenix TMY 3'!$D$5","v":2019},"02","14","10","02/14/2019 10:00","2019-02-14T03:00:00",41.306]
["20130214:1100",4.26,78.03,0,{"v":0,"d":"0.00"},0,243.45,2.12,76,97882,{"$f":"'Phoenix TMY 3'!$D$5","v":2019},"02","14","11","02/14/2019 11:00","2019-02-14T04:00:00",39.668]
["20130214:1200",3.96,{"v":77.2,"d":"77.20"},0,{"v":0,"d":"0.00"},0,{"v":241.8,"d":"241.80"},2.04,78,97930,{"$f":"'Phoenix TMY 3'!$D$5","v":2019},"02","14","12","02/14/2019 12:00","2019-02-14T05:00:00",39.128]
["20130214:1300",3.67,76.36,0,{"v":0,"d":"0.00"},0,240.15,1.96,79,97978,{"$f":"'Phoenix TMY 3'!$D$5","v":2019},"02","14","13","02/14/2019 13:00","2019-02-14T06:00:00",38.606]
["20130214:1400",3.37,75.53,0,{"v":0,"d":"0.00"},0,{"v":238.5,"d":"238.50"},1.88,81,98026,{"$f":"'Phoenix TMY 3'!$D$5","v":2019},"02","14","14","02/14/2019 14:00","2019-02-14T07:00:00",38.066]
["20130214:1500",6.78,62.12,124,592.23,38,243.72,1.74,75,98023,{"$f":"'Phoenix TMY 3'!$D$5","v":2019},"02","14","15","02/14/2019 15:00","2019-02-14T08:00:00",44.204]
["20130214:1600",10.19,48.71,337,827.93,60,248.93,{"v":1.6,"d":"1.60"},70,98020,{"$f":"'Phoenix TMY 3'!$D$5","v":2019},"02","14","16","02/14/2019 16:00","2019-02-14T09:00:00",50.342]
["20130214:1700",13.61,{"v":35.3,"d":"35.30"},530,927.62,73,254.15,1.46,64,98017,{"$f":"'Phoenix TMY 3'!$D$5","v":2019},"02","14","17","02/14/2019 17:00","2019-02-14T10:00:00",56.498000000000005]
["20130214:1800",15.45,{"v":31.9,"d":"31.90"},675,977.47,80,{"v":256.7,"d":"256.70"},{"v":1.2,"d":"1.20"},39,97946,{"$f":"'Phoenix TMY 3'!$D$5","v":2019},"02","14","18","02/14/2019 18:00","2019-02-14T11:00:00",59.81]
["20130214:1900",17.29,28.51,758,998.79,84,259.25,0.95,14,97876,{"$f":"'Phoenix TMY 3'!$D$5","v":2019},"02","14","19","02/14/2019 19:00","2019-02-14T12:00:00",63.122]
["20130214:2000",19.12,25.11,773,{"v":1003.68,"d":"1,003.68"},84,{"v":261.8,"d":"261.80"},0.69,349,97805,{"$f":"'Phoenix TMY 3'!$D$5","v":2019},"02","14","20","02/14/2019 20:00","2019-02-14T13:00:00",66.416]
["20130214:2100",19.57,24.56,717,987.74,82,{"v":261.2,"d":"261.20"},0.82,357,97754,{"$f":"'Phoenix TMY 3'!$D$5","v":2019},"02","14","21","02/14/2019 21:00","2019-02-14T14:00:00",67.226]
["20130214:2200",20.01,24.01,596,950.61,76,{"v":260.6,"d":"260.60"},0.95,4,97703,{"$f":"'Phoenix TMY 3'!$D$5","v":2019},"02","14","22","02/14/2019 22:00","2019-02-14T15:00:00",68.018]
["20130214:2300",20.45,23.46,420,873.19,66,{"v":260,"d":"260.00"},1.08,11,97652,{"$f":"'Phoenix TMY 3'!$D$5","v":2019},"02","14","23","02/14/2019 23:00","2019-02-14T16:00:00",68.81]
["20130215:0000",18.63,29.25,211,700.24,49,258.03,1.52,9,97697,{"$f":"'Phoenix TMY 3'!$D$5","v":2019},"02","15","00","02/15/2019 00:00","2019-02-14T17:00:00",65.53399999999999]
["20130215:0100",{"v":16.8,"d":"16.80"},35.04,14,{"v":0,"d":"0.00"},14,256.07,1.97,6,97741,{"$f":"'Phoenix TMY 3'!$D$5","v":2019},"02","15","01","02/15/2019 01:00","2019-02-14T18:00:00",62.24]
["20130215:0200",14.98,40.83,0,{"v":0,"d":"0.00"},0,{"v":254.1,"d":"254.10"},2.41,4,97786,{"$f":"'Phoenix TMY 3'!$D$5","v":2019},"02","15","02","02/15/2019 02:00","2019-02-14T19:00:00",58.964]
["20130215:0300",13.58,45.01,0,{"v":0,"d":"0.00"},0,256.57,2.86,12,97866,{"$f":"'Phoenix TMY 3'!$D$5","v":2019},"02","15","03","02/15/2019 03:00","2019-02-14T20:00:00",56.444]
["20130215:0400",12.19,{"v":49.2,"d":"49.20"},0,{"v":0,"d":"0.00"},0,259.03,3.31,21,97946,{"$f":"'Phoenix TMY 3'!$D$5","v":2019},"02","15","04","02/15/2019 04:00","2019-02-14T21:00:00",53.942]
["20130215:0500",{"v":10.8,"d":"10.80"},53.38,0,{"v":0,"d":"0.00"},0,{"v":261.5,"d":"261.50"},3.77,29,98026,{"$f":"'Phoenix TMY 3'!$D$5","v":2019},"02","15","05","02/15/2019 05:00","2019-02-14T22:00:00",51.44]
["20130215:0600",10.29,54.95,0,{"v":0,"d":"0.00"},0,261.15,{"v":3.5,"d":"3.50"},35,98062,{"$f":"'Phoenix TMY 3'!$D$5","v":2019},"02","15","06","02/15/2019 06:00","2019-02-14T23:00:00",50.522]
["20130215:0700",9.79,56.53,0,{"v":0,"d":"0.00"},0,{"v":260.8,"d":"260.80"},3.24,40,98097,{"$f":"'Phoenix TMY 3'!$D$5","v":2019},"02","15","07","02/15/2019 07:00","2019-02-15",49.622]
["20130215:0800",9.28,{"v":58.1,"d":"58.10"},0,{"v":0,"d":"0.00"},0,260.45,2.98,46,98132,{"$f":"'Phoenix TMY 3'!$D$5","v":2019},"02","15","08","02/15/2019 08:00",{"$f":"(DATEVALUE(O1106)+TIMEVALUE(O1106))+($P$16/24)","v":"2019-02-15T01:00:00"},48.704]
["20130215:0900",8.67,59.89,0,{"v":0,"d":"0.00"},0,257.95,2.69,49,98145,{"$f":"'Phoenix TMY 3'!$D$5","v":2019},{"$f":"MID(A1107,5,2)","v":"02"},{"$f":"MID(A1107,7,2)","v":"15"},{"$f":"MID(A1107,10,2)","v":"09"},{"$f":"L1107&\"/\"&M1107&\"/\"&K1107&\" \"&N1107&\":00\"","v":"02/15/2019 09:00"},"2019-02-15T02:00:00",{"$f":"((9/5)*B1107)+32","v":47.606}]
["20130215:1000",8.05,61.69,0,{"v":0,"d":"0.00"},0,255.45,2.39,51,98158,{"$f":"'Phoenix TMY 3'!$D$5","v":2019},"02","15","10","02/15/2019 10:00","2019-02-15T03:00:00",46.49]
["20130215:1100",7.43,63.48,0,{"v":0,"d":"0.00"},0,252.95,{"v":2.1,"d":"2.10"},54,98170,{"$f":"'Phoenix TMY 3'!$D$5","v":2019},"02","15","11","02/15/2019 11:00","2019-02-15T04:00:00",45.374]
["20130215:1200",{"v":7.2,"d":"7.20"},63.22,0,{"v":0,"d":"0.00"},0,{"v":252.3,"d":"252.30"},2.12,56,98199,{"$f":"'Phoenix TMY 3'!$D$5","v":2019},"02","15","12","02/15/2019 12:00","2019-02-15T05:00:00",44.96]
["20130215:1300",6.97,62.95,0,{"v":0,"d":"0.00"},0,251.65,2.15,58,98228,{"$f":"'Phoenix TMY 3'!$D$5","v":2019},"02","15","13","02/15/2019 13:00","2019-02-15T06:00:00",44.546]
["20130215:1400",6.74,62.69,0,{"v":0,"d":"0.00"},0,{"v":251,"d":"251.00"},2.18,60,98257,{"$f":"'Phoenix TMY 3'!$D$5","v":2019},"02","15","14","02/15/2019 14:00","2019-02-15T07:00:00",44.132000000000005]
["20130215:1500",9.91,51.25,52,{"v":0,"d":"0.00"},52,256.07,2.73,59,98295,{"$f":"'Phoenix TMY 3'!$D$5","v":2019},"02","15","15","02/15/2019 15:00","2019-02-15T08:00:00",49.838]
["20130215:1600",13.09,{"v":39.8,"d":"39.80"},348,847.99,61,261.13,3.27,58,98334,{"$f":"'Phoenix TMY 3'!$D$5","v":2019},"02","15","16","02/15/2019 16:00","2019-02-15T09:00:00",55.562]
["20130215:1700",16.27,28.36,424,515.36,168,{"v":266.2,"d":"266.20"},3.82,56,98372,{"$f":"'Phoenix TMY 3'!$D$5","v":2019},"02","15","17","02/15/2019 17:00","2019-02-15T10:00:00",61.286]
["20130215:1800",{"v":18.3,"d":"18.30"},24.21,554,584.07,196,268.58,3.71,58,98311,{"$f":"'Phoenix TMY 3'!$D$5","v":2019},"02","15","18","02/15/2019 18:00","2019-02-15T11:00:00",64.94]
["20130215:1900",20.33,20.05,782,{"v":1026.32,"d":"1,026.32"},85,270.97,3.59,59,98250,{"$f":"'Phoenix TMY 3'!$D$5","v":2019},"02","15","19","02/15/2019 19:00","2019-02-15T12:00:00",68.594]
["20130215:2000",22.35,{"v":15.9,"d":"15.90"},798,{"v":1030.71,"d":"1,030.71"},86,273.35,3.48,60,98190,{"$f":"'Phoenix TMY 3'!$D$5","v":2019},"02","15","20","02/15/2019 20:00","2019-02-15T13:00:00",72.23]
["20130215:2100",22.48,16.07,741,{"v":1016.81,"d":"1,016.81"},83,271.05,{"v":2.8,"d":"2.80"},59,98161,{"$f":"'Phoenix TMY 3'!$D$5","v":2019},"02","15","21","02/15/2019 21:00","2019-02-15T14:00:00",72.464]
["20130215:2200",22.61,16.23,616,978.03,77,268.75,2.13,59,98132,{"$f":"'Phoenix TMY 3'!$D$5","v":2019},"02","15","22","02/15/2019 22:00","2019-02-15T15:00:00",72.69800000000001]
["20130215:2300",22.73,{"v":16.4,"d":"16.40"},435,{"v":899.1,"d":"899.10"},67,266.45,1.46,58,98103,{"$f":"'Phoenix TMY 3'!$D$5","v":2019},"02","15","23","02/15/2019 23:00","2019-02-15T16:00:00",72.914]
["20130216:0000",{"v":20.8,"d":"20.80"},23.17,221,727.73,50,263.22,2.29,48,98142,{"$f":"'Phoenix TMY 3'!$D$5","v":2019},"02","16","00","02/16/2019 00:00","2019-02-15T17:00:00",69.44]
["20130216:0100",18.87,29.95,15,{"v":0,"d":"0.00"},15,259.98,3.13,38,98180,{"$f":"'Phoenix TMY 3'!$D$5","v":2019},"02","16","01","02/16/2019 01:00","2019-02-15T18:00:00",65.96600000000001]
["20130216:0200",16.95,36.72,0,{"v":0,"d":"0.00"},0,256.75,3.96,28,98218,{"$f":"'Phoenix TMY 3'!$D$5","v":2019},"02","16","02","02/16/2019 02:00","2019-02-15T19:00:00",62.51]
["20130216:0300",15.99,40.28,0,{"v":0,"d":"0.00"},0,{"v":256.9,"d":"256.90"},4.01,33,98273,{"$f":"'Phoenix TMY 3'!$D$5","v":2019},"02","16","03","02/16/2019 03:00","2019-02-15T20:00:00",60.782]
["20130216:0400",15.03,43.84,0,{"v":0,"d":"0.00"},0,257.05,4.06,38,98327,{"$f":"'Phoenix TMY 3'!$D$5","v":2019},"02","16","04","02/16/2019 04:00","2019-02-15T21:00:00",59.054]
["20130216:0500",14.08,{"v":47.4,"d":"47.40"},0,{"v":0,"d":"0.00"},0,{"v":257.2,"d":"257.20"},4.11,43,98382,{"$f":"'Phoenix TMY 3'!$D$5","v":2019},"02","16","05","02/16/2019 05:00","2019-02-15T22:00:00",57.344]
["20130216:0600",{"v":13.2,"d":"13.20"},50.27,0,{"v":0,"d":"0.00"},0,{"v":253.6,"d":"253.60"},3.95,46,98404,{"$f":"'Phoenix TMY 3'!$D$5","v":2019},"02","16","06","02/16/2019 06:00","2019-02-15T23:00:00",55.76]
["20130216:0700",12.32,53.14,0,{"v":0,"d":"0.00"},0,{"v":250,"d":"250.00"},{"v":3.8,"d":"3.80"},49,98427,{"$f":"'Phoenix TMY 3'!$D$5","v":2019},"02","16","07","02/16/2019 07:00","2019-02-16",54.176]
["20130216:0800",11.43,56.01,0,{"v":0,"d":"0.00"},0,{"v":246.4,"d":"246.40"},3.64,52,98449,{"$f":"'Phoenix TMY 3'!$D$5","v":2019},"02","16","08","02/16/2019 08:00","2019-02-16T01:00:00",52.574]
["20130216:0900",10.43,59.08,0,{"v":0,"d":"0.00"},0,242.78,3.63,55,98439,{"$f":"'Phoenix TMY 3'!$D$5","v":2019},"02","16","09","02/16/2019 09:00","2019-02-16T02:00:00",50.774]
["20130216:1000",9.43,62.14,0,{"v":0,"d":"0.00"},0,239.17,3.61,58,98430,{"$f":"'Phoenix TMY 3'!$D$5","v":2019},"02","16","10","02/16/2019 10:00","2019-02-16T03:00:00",48.974000000000004]
["20130216:1100",8.42,65.21,0,{"v":0,"d":"0.00"},0,235.55,{"v":3.6,"d":"3.60"},60,98420,{"$f":"'Phoenix TMY 3'!$D$5","v":2019},"02","16","11","02/16/2019 11:00","2019-02-16T04:00:00",47.156]
["20130216:1200",8.22,64.23,0,{"v":0,"d":"0.00"},0,233.95,3.43,62,98420,{"$f":"'Phoenix TMY 3'!$D$5","v":2019},"02","16","12","02/16/2019 12:00","2019-02-16T05:00:00",46.796]
["20130216:1300",8.03,63.24,0,{"v":0,"d":"0.00"},0,232.35,3.25,63,98420,{"$f":"'Phoenix TMY 3'!$D$5","v":2019},"02","16","13","02/16/2019 13:00","2019-02-16T06:00:00",46.454]
["20130216:1400",7.83,62.26,0,{"v":0,"d":"0.00"},0,230.75,3.08,64,98420,{"$f":"'Phoenix TMY 3'!$D$5","v":2019},"02","16","14","02/16/2019 14:00","2019-02-16T07:00:00",46.094]
["20130216:1500",11.22,50.53,137,{"v":635.9,"d":"635.90"},40,235.43,3.39,65,98385,{"$f":"'Phoenix TMY 3'!$D$5","v":2019},"02","16","15","02/16/2019 15:00","2019-02-16T08:00:00",52.196]
["20130216:1600",14.62,38.79,358,864.52,62,240.12,{"v":3.7,"d":"3.70"},65,98350,{"$f":"'Phoenix TMY 3'!$D$5","v":2019},"02","16","16","02/16/2019 16:00","2019-02-16T09:00:00",58.316]
["20130216:1700",18.02,27.06,556,962.31,74,{"v":244.8,"d":"244.80"},4.01,65,98314,{"$f":"'Phoenix TMY 3'!$D$5","v":2019},"02","16","17","02/16/2019 17:00","2019-02-16T10:00:00",64.436]
["20130216:1800",20.13,21.71,705,{"v":1009.38,"d":"1,009.38"},82,{"v":248.6,"d":"248.60"},4.02,71,98186,{"$f":"'Phoenix TMY 3'!$D$5","v":2019},"02","16","18","02/16/2019 18:00","2019-02-16T11:00:00",68.23400000000001]
["20130216:1900",22.24,16.37,790,{"v":1031.52,"d":"1,031.52"},85,{"v":252.4,"d":"252.40"},4.03,78,98058,{"$f":"'Phoenix TMY 3'!$D$5","v":2019},"02","16","19","02/16/2019 19:00","2019-02-16T12:00:00",72.032]
["20130216:2000",24.34,11.02,804,{"v":1032.93,"d":"1,032.93"},86,{"v":256.2,"d":"256.20"},4.04,84,97930,{"$f":"'Phoenix TMY 3'!$D$5","v":2019},"02","16","20","02/16/2019 20:00","2019-02-16T13:00:00",75.812]
["20130216:2100",24.59,10.38,747,{"v":1019.41,"d":"1,019.41"},83,256.62,3.39,86,97831,{"$f":"'Phoenix TMY 3'!$D$5","v":2019},"02","16","21","02/16/2019 21:00","2019-02-16T14:00:00",76.262]
["20130216:2200",24.84,9.74,621,979.83,77,257.03,2.74,89,97732,{"$f":"'Phoenix TMY 3'!$D$5","v":2019},"02","16","22","02/16/2019 22:00","2019-02-16T15:00:00",76.712]
["20130216:2300",25.08,{"v":9.1,"d":"9.10"},441,905.17,67,257.45,2.08,92,97632,{"$f":"'Phoenix TMY 3'!$D$5","v":2019},"02","16","23","02/16/2019 23:00","2019-02-16T16:00:00",77.144]
["20130217:0000",22.85,12.68,225,729.27,51,256.87,2.26,91,97591,{"$f":"'Phoenix TMY 3'!$D$5","v":2019},"02","17","00","02/17/2019 00:00","2019-02-16T17:00:00",73.13]
["20130217:0100",20.62,16.25,16,{"v":0,"d":"0.00"},16,256.28,2.44,91,97549,{"$f":"'Phoenix TMY 3'!$D$5","v":2019},"02","17","01","02/17/2019 01:00","2019-02-16T18:00:00",69.116]
["20130217:0200",18.39,19.83,0,{"v":0,"d":"0.00"},0,{"v":255.7,"d":"255.70"},2.62,91,97508,{"$f":"'Phoenix TMY 3'!$D$5","v":2019},"02","17","02","02/17/2019 02:00","2019-02-16T19:00:00",65.102]
["20130217:0300",16.99,24.29,0,{"v":0,"d":"0.00"},0,255.05,2.74,91,97498,{"$f":"'Phoenix TMY 3'!$D$5","v":2019},"02","17","03","02/17/2019 03:00","2019-02-16T20:00:00",62.581999999999994]
["20130217:0400",15.59,28.74,0,{"v":0,"d":"0.00"},0,{"v":254.4,"d":"254.40"},2.85,92,97488,{"$f":"'Phoenix TMY 3'!$D$5","v":2019},"02","17","04","02/17/2019 04:00","2019-02-16T21:00:00",60.062]
["20130217:0500",{"v":14.2,"d":"14.20"},{"v":33.2,"d":"33.20"},0,{"v":0,"d":"0.00"},0,253.75,2.97,93,97479,{"$f":"'Phoenix TMY 3'!$D$5","v":2019},"02","17","05","02/17/2019 05:00","2019-02-16T22:00:00",57.56]
["20130217:0600",13.07,35.22,0,{"v":0,"d":"0.00"},0,251.95,2.94,93,97444,{"$f":"'Phoenix TMY 3'!$D$5","v":2019},"02","17","06","02/17/2019 06:00","2019-02-16T23:00:00",55.525999999999996]
["20130217:0700",11.94,37.24,0,{"v":0,"d":"0.00"},0,250.15,2.91,93,97408,{"$f":"'Phoenix TMY 3'!$D$5","v":2019},"02","17","07","02/17/2019 07:00","2019-02-17",53.492000000000004]
["20130217:0800",10.81,39.26,0,{"v":0,"d":"0.00"},0,248.35,2.88,93,97373,{"$f":"'Phoenix TMY 3'!$D$5","v":2019},"02","17","08","02/17/2019 08:00","2019-02-17T01:00:00",51.458]
["20130217:0900",10.09,41.77,0,{"v":0,"d":"0.00"},0,247.95,2.74,95,97325,{"$f":"'Phoenix TMY 3'!$D$5","v":2019},"02","17","09","02/17/2019 09:00","2019-02-17T02:00:00",50.162]
["20130217:1000",9.37,44.27,0,{"v":0,"d":"0.00"},0,247.55,{"v":2.6,"d":"2.60"},97,97277,{"$f":"'Phoenix TMY 3'!$D$5","v":2019},"02","17","10","02/17/2019 10:00","2019-02-17T03:00:00",48.866]
["20130217:1100",8.64,46.78,0,{"v":0,"d":"0.00"},0,247.15,2.46,99,97229,{"$f":"'Phoenix TMY 3'!$D$5","v":2019},"02","17","11","02/17/2019 11:00","2019-02-17T04:00:00",47.552]
["20130217:1200",8.58,47.35,0,{"v":0,"d":"0.00"},0,248.78,2.44,108,97248,{"$f":"'Phoenix TMY 3'!$D$5","v":2019},"02","17","12","02/17/2019 12:00","2019-02-17T05:00:00",47.444]
["20130217:1300",8.53,47.91,0,{"v":0,"d":"0.00"},0,250.42,2.43,117,97267,{"$f":"'Phoenix TMY 3'!$D$5","v":2019},"02","17","13","02/17/2019 13:00","2019-02-17T06:00:00",47.354]
["20130217:1400",8.47,48.48,0,{"v":0,"d":"0.00"},0,252.05,2.41,126,97287,{"$f":"'Phoenix TMY 3'!$D$5","v":2019},"02","17","14","02/17/2019 14:00","2019-02-17T07:00:00",47.246]
["20130217:1500",11.99,38.26,136,614.17,40,256.13,2.21,148,97277,{"$f":"'Phoenix TMY 3'!$D$5","v":2019},"02","17","15","02/17/2019 15:00","2019-02-17T08:00:00",53.582]
["20130217:1600",15.51,28.05,354,842.98,62,260.22,2.01,170,97267,{"$f":"'Phoenix TMY 3'!$D$5","v":2019},"02","17","16","02/17/2019 16:00","2019-02-17T09:00:00",59.918]
["20130217:1700",19.03,17.83,549,940.48,74,{"v":264.3,"d":"264.30"},1.81,191,97258,{"$f":"'Phoenix TMY 3'!$D$5","v":2019},"02","17","17","02/17/2019 17:00","2019-02-17T10:00:00",66.254]
["20130217:1800",20.64,16.03,697,991.12,81,264.47,2.46,210,97178,{"$f":"'Phoenix TMY 3'!$D$5","v":2019},"02","17","18","02/17/2019 18:00","2019-02-17T11:00:00",69.152]
["20130217:1900",22.25,14.23,783,{"v":1014.8,"d":"1,014.80"},85,264.63,{"v":3.1,"d":"3.10"},229,97098,{"$f":"'Phoenix TMY 3'!$D$5","v":2019},"02","17","19","02/17/2019 19:00","2019-02-17T12:00:00",72.05000000000001]
["20130217:2000",23.86,12.43,799,{"v":1020.81,"d":"1,020.81"},85,{"v":264.8,"d":"264.80"},3.75,247,97018,{"$f":"'Phoenix TMY 3'!$D$5","v":2019},"02","17","20","02/17/2019 20:00","2019-02-17T13:00:00",74.94800000000001]
["20130217:2100",23.72,12.54,743,{"v":1006.71,"d":"1,006.71"},83,263.87,3.82,250,96976,{"$f":"'Phoenix TMY 3'!$D$5","v":2019},"02","17","21","02/17/2019 21:00","2019-02-17T14:00:00",74.696]
["20130217:2200",23.58,12.64,620,970.89,77,262.93,3.88,253,96934,{"$f":"'Phoenix TMY 3'!$D$5","v":2019},"02","17","22","02/17/2019 22:00","2019-02-17T15:00:00",74.44399999999999]
["20130217:2300",23.44,12.75,442,899.17,67,{"v":262,"d":"262.00"},3.94,256,96893,{"$f":"'Phoenix TMY 3'!$D$5","v":2019},"02","17","23","02/17/2019 23:00","2019-02-17T16:00:00",74.19200000000001]
["20130218:0000",21.27,{"v":16.2,"d":"16.20"},228,730.82,51,258.45,3.64,256,96966,{"$f":"'Phoenix TMY 3'!$D$5","v":2019},"02","18","00","02/18/2019 00:00",{"$f":"(DATEVALUE(O1170)+TIMEVALUE(O1170))+($P$16/24)","v":"2019-02-17T17:00:00"},70.286]
["20130218:0100",19.09,19.64,16,{"v":0,"d":"0.00"},16,{"v":254.9,"d":"254.90"},3.34,256,97040,{"$f":"'Phoenix TMY 3'!$D$5","v":2019},{"$f":"MID(A1171,5,2)","v":"02"},{"$f":"MID(A1171,7,2)","v":"18"},{"$f":"MID(A1171,10,2)","v":"01"},{"$f":"L1171&\"/\"&M1171&\"/\"&K1171&\" \"&N1171&\":00\"","v":"02/18/2019 01:00"},"2019-02-17T18:00:00",{"$f":"((9/5)*B1171)+32","v":66.362}]
["20130218:0200",16.92,23.09,0,{"v":0,"d":"0.00"},0,251.35,3.03,257,97114,{"$f":"'Phoenix TMY 3'!$D$5","v":2019},"02","18","02","02/18/2019 02:00","2019-02-17T19:00:00",62.456]
["20130218:0300",{"v":15.6,"d":"15.60"},25.12,0,{"v":0,"d":"0.00"},0,251.17,3.07,249,97168,{"$f":"'Phoenix TMY 3'!$D$5","v":2019},"02","18","03","02/18/2019 03:00","2019-02-17T20:00:00",60.08]
["20130218:0400",14.29,27.14,0,{"v":0,"d":"0.00"},0,250.98,3.11,241,97223,{"$f":"'Phoenix TMY 3'!$D$5","v":2019},"02","18","04","02/18/2019 04:00","2019-02-17T21:00:00",57.721999999999994]
["20130218:0500",12.98,29.17,0,{"v":0,"d":"0.00"},0,{"v":250.8,"d":"250.80"},3.14,233,97277,{"$f":"'Phoenix TMY 3'!$D$5","v":2019},"02","18","05","02/18/2019 05:00","2019-02-17T22:00:00",55.364000000000004]
["20130218:0600",12.64,27.83,0,{"v":0,"d":"0.00"},0,249.63,2.63,216,97293,{"$f":"'Phoenix TMY 3'!$D$5","v":2019},"02","18","06","02/18/2019 06:00","2019-02-17T23:00:00",54.752]
["20130218:0700",12.31,{"v":26.5,"d":"26.50"},0,{"v":0,"d":"0.00"},0,248.47,2.12,198,97309,{"$f":"'Phoenix TMY 3'!$D$5","v":2019},"02","18","07","02/18/2019 07:00","2019-02-18",54.158]
["20130218:0800",11.97,25.16,0,{"v":0,"d":"0.00"},0,{"v":247.3,"d":"247.30"},1.61,181,97325,{"$f":"'Phoenix TMY 3'!$D$5","v":2019},"02","18","08","02/18/2019 08:00","2019-02-18T01:00:00",53.54600000000001]
["20130218:0900",11.21,27.83,0,{"v":0,"d":"0.00"},0,246.53,1.63,171,97364,{"$f":"'Phoenix TMY 3'!$D$5","v":2019},"02","18","09","02/18/2019 09:00","2019-02-18T02:00:00",52.178]
["20130218:1000",10.45,30.49,0,{"v":0,"d":"0.00"},0,245.77,1.64,161,97402,{"$f":"'Phoenix TMY 3'!$D$5","v":2019},"02","18","10","02/18/2019 10:00","2019-02-18T03:00:00",50.81]
["20130218:1100",9.68,33.16,0,{"v":0,"d":"0.00"},0,{"v":245,"d":"245.00"},1.66,151,97440,{"$f":"'Phoenix TMY 3'!$D$5","v":2019},"02","18","11","02/18/2019 11:00","2019-02-18T04:00:00",49.424]
["20130218:1200",9.27,38.91,0,{"v":0,"d":"0.00"},0,244.77,{"v":1.9,"d":"1.90"},143,97488,{"$f":"'Phoenix TMY 3'!$D$5","v":2019},"02","18","12","02/18/2019 12:00","2019-02-18T05:00:00",48.686]
["20130218:1300",8.87,44.66,0,{"v":0,"d":"0.00"},0,244.53,2.14,136,97536,{"$f":"'Phoenix TMY 3'!$D$5","v":2019},"02","18","13","02/18/2019 13:00","2019-02-18T06:00:00",47.966]
["20130218:1400",8.46,50.41,0,{"v":0,"d":"0.00"},0,{"v":244.3,"d":"244.30"},2.39,129,97584,{"$f":"'Phoenix TMY 3'!$D$5","v":2019},"02","18","14","02/18/2019 14:00","2019-02-18T07:00:00",47.228]
["20130218:1500",11.65,41.65,138,611.94,40,249.05,2.23,137,97594,{"$f":"'Phoenix TMY 3'!$D$5","v":2019},"02","18","15","02/18/2019 15:00","2019-02-18T08:00:00",52.97]
["20130218:1600",14.84,32.88,355,836.07,62,{"v":253.8,"d":"253.80"},2.06,145,97604,{"$f":"'Phoenix TMY 3'!$D$5","v":2019},"02","18","16","02/18/2019 16:00","2019-02-18T09:00:00",58.712]
["20130218:1700",18.04,24.12,549,932.66,74,258.55,{"v":1.9,"d":"1.90"},153,97613,{"$f":"'Phoenix TMY 3'!$D$5","v":2019},"02","18","17","02/18/2019 17:00","2019-02-18T10:00:00",64.47200000000001]
["20130218:1800",19.38,21.07,695,981.05,81,261.12,1.67,161,97543,{"$f":"'Phoenix TMY 3'!$D$5","v":2019},"02","18","18","02/18/2019 18:00","2019-02-18T11:00:00",66.884]
["20130218:1900",20.73,18.03,780,{"v":1004.05,"d":"1,004.05"},85,263.68,1.43,170,97472,{"$f":"'Phoenix TMY 3'!$D$5","v":2019},"02","18","19","02/18/2019 19:00","2019-02-18T12:00:00",69.314]
["20130218:2000",22.07,14.98,795,{"v":1007.4,"d":"1,007.40"},86,266.25,{"v":1.2,"d":"1.20"},178,97402,{"$f":"'Phoenix TMY 3'!$D$5","v":2019},"02","18","20","02/18/2019 20:00","2019-02-18T13:00:00",71.726]
["20130218:2100",22.16,14.65,739,994.17,83,267.07,1.28,188,97338,{"$f":"'Phoenix TMY 3'!$D$5","v":2019},"02","18","21","02/18/2019 21:00","2019-02-18T14:00:00",71.888]
["20130218:2200",22.25,14.31,617,958.54,77,267.88,1.37,198,97274,{"$f":"'Phoenix TMY 3'!$D$5","v":2019},"02","18","22","02/18/2019 22:00","2019-02-18T15:00:00",72.05000000000001]
["20130218:2300",22.34,13.98,440,886.18,67,{"v":268.7,"d":"268.70"},1.45,207,97210,{"$f":"'Phoenix TMY 3'!$D$5","v":2019},"02","18","23","02/18/2019 23:00","2019-02-18T16:00:00",72.212]
["20130219:0000",21.16,16.54,151,248.19,90,268.22,1.96,157,97203,{"$f":"'Phoenix TMY 3'!$D$5","v":2019},"02","19","00","02/19/2019 00:00","2019-02-18T17:00:00",70.088]
["20130219:0100",19.98,19.11,19,{"v":0,"d":"0.00"},19,267.73,2.48,106,97197,{"$f":"'Phoenix TMY 3'!$D$5","v":2019},"02","19","01","02/19/2019 01:00","2019-02-18T18:00:00",67.964]
["20130219:0200",18.81,21.67,0,{"v":0,"d":"0.00"},0,267.25,2.99,56,97191,{"$f":"'Phoenix TMY 3'!$D$5","v":2019},"02","19","02","02/19/2019 02:00","2019-02-18T19:00:00",65.858]
["20130219:0300",16.91,23.31,0,{"v":0,"d":"0.00"},0,264.07,3.11,76,97191,{"$f":"'Phoenix TMY 3'!$D$5","v":2019},"02","19","03","02/19/2019 03:00","2019-02-18T20:00:00",62.438]
["20130219:0400",15.01,24.96,0,{"v":0,"d":"0.00"},0,260.88,3.22,96,97191,{"$f":"'Phoenix TMY 3'!$D$5","v":2019},"02","19","04","02/19/2019 04:00","2019-02-18T21:00:00",59.018]
["20130219:0500",13.12,{"v":26.6,"d":"26.60"},0,{"v":0,"d":"0.00"},0,{"v":257.7,"d":"257.70"},3.34,117,97191,{"$f":"'Phoenix TMY 3'!$D$5","v":2019},"02","19","05","02/19/2019 05:00","2019-02-18T22:00:00",55.616]
["20130219:0600",12.04,29.57,0,{"v":0,"d":"0.00"},0,255.78,3.16,127,97175,{"$f":"'Phoenix TMY 3'!$D$5","v":2019},"02","19","06","02/19/2019 06:00","2019-02-18T23:00:00",53.672]
["20130219:0700",10.96,32.53,0,{"v":0,"d":"0.00"},0,253.87,2.98,137,97159,{"$f":"'Phoenix TMY 3'!$D$5","v":2019},"02","19","07","02/19/2019 07:00","2019-02-19",51.728]
["20130219:0800",9.88,{"v":35.5,"d":"35.50"},0,{"v":0,"d":"0.00"},0,251.95,{"v":2.8,"d":"2.80"},148,97143,{"$f":"'Phoenix TMY 3'!$D$5","v":2019},"02","19","08","02/19/2019 08:00","2019-02-19T01:00:00",49.784000000000006]
["20130219:0900",9.44,39.82,0,{"v":0,"d":"0.00"},0,250.85,2.74,152,97136,{"$f":"'Phoenix TMY 3'!$D$5","v":2019},"02","19","09","02/19/2019 09:00","2019-02-19T02:00:00",48.992000000000004]
["20130219:1000",{"v":9,"d":"9.00"},44.14,0,{"v":0,"d":"0.00"},0,249.75,2.69,157,97130,{"$f":"'Phoenix TMY 3'!$D$5","v":2019},"02","19","10","02/19/2019 10:00","2019-02-19T03:00:00",48.2]
["20130219:1100",8.55,48.46,0,{"v":0,"d":"0.00"},0,248.65,2.63,162,97123,{"$f":"'Phoenix TMY 3'!$D$5","v":2019},"02","19","11","02/19/2019 11:00","2019-02-19T04:00:00",47.39]
["20130219:1200",{"v":8.8,"d":"8.80"},48.31,0,{"v":0,"d":"0.00"},0,{"v":249.9,"d":"249.90"},{"v":2.5,"d":"2.50"},161,97123,{"$f":"'Phoenix TMY 3'!$D$5","v":2019},"02","19","12","02/19/2019 12:00","2019-02-19T05:00:00",47.84]
["20130219:1300",9.05,48.17,0,{"v":0,"d":"0.00"},0,251.15,2.36,160,97123,{"$f":"'Phoenix TMY 3'!$D$5","v":2019},"02","19","13","02/19/2019 13:00","2019-02-19T06:00:00",48.290000000000006]
["20130219:1400",{"v":9.3,"d":"9.30"},48.02,0,{"v":0,"d":"0.00"},0,{"v":252.4,"d":"252.40"},2.22,159,97123,{"$f":"'Phoenix TMY 3'!$D$5","v":2019},"02","19","14","02/19/2019 14:00","2019-02-19T07:00:00",48.74]
["20130219:1500",{"v":11.7,"d":"11.70"},42.48,63,18.29,60,254.95,2.59,169,97095,{"$f":"'Phoenix TMY 3'!$D$5","v":2019},"02","19","15","02/19/2019 15:00","2019-02-19T08:00:00",53.06]
["20130219:1600",{"v":14.1,"d":"14.10"},36.94,194,121.27,151,{"v":257.5,"d":"257.50"},2.96,180,97066,{"$f":"'Phoenix TMY 3'!$D$5","v":2019},"02","19","16","02/19/2019 16:00","2019-02-19T09:00:00",57.379999999999995]
["20130219:1700",{"v":16.5,"d":"16.50"},{"v":31.4,"d":"31.40"},288,105.15,234,260.05,3.32,190,97037,{"$f":"'Phoenix TMY 3'!$D$5","v":2019},"02","19","17","02/19/2019 17:00","2019-02-19T10:00:00",61.7]
["20130219:1800",{"v":17.6,"d":"17.60"},29.24,705,988.52,82,{"v":261.1,"d":"261.10"},4.12,197,96950,{"$f":"'Phoenix TMY 3'!$D$5","v":2019},"02","19","18","02/19/2019 18:00","2019-02-19T11:00:00",63.68000000000001]
["20130219:1900",{"v":18.7,"d":"18.70"},27.08,790,{"v":1012.06,"d":"1,012.06"},85,262.15,4.91,204,96864,{"$f":"'Phoenix TMY 3'!$D$5","v":2019},"02","19","19","02/19/2019 19:00","2019-02-19T12:00:00",65.66]
["20130219:2000",{"v":19.8,"d":"19.80"},24.92,805,{"v":1015.33,"d":"1,015.33"},86,{"v":263.2,"d":"263.20"},5.71,212,96778,{"$f":"'Phoenix TMY 3'!$D$5","v":2019},"02","19","20","02/19/2019 20:00","2019-02-19T13:00:00",67.64]
["20130219:2100",19.38,26.17,748,{"v":1001.38,"d":"1,001.38"},83,{"v":263,"d":"263.00"},5.16,213,96698,{"$f":"'Phoenix TMY 3'!$D$5","v":2019},"02","19","21","02/19/2019 21:00","2019-02-19T14:00:00",66.884]
["20130219:2200",18.96,27.41,623,960.48,78,{"v":262.8,"d":"262.80"},4.62,214,96617,{"$f":"'Phoenix TMY 3'!$D$5","v":2019},"02","19","22","02/19/2019 22:00","2019-02-19T15:00:00",66.128]
["20130219:2300",18.53,28.66,341,456.74,147,{"v":262.6,"d":"262.60"},4.07,215,96537,{"$f":"'Phoenix TMY 3'!$D$5","v":2019},"02","19","23","02/19/2019 23:00","2019-02-19T16:00:00",65.35400000000001]
["20130220:0000",{"v":17.5,"d":"17.50"},31.44,230,709.86,53,262.77,4.41,217,96518,{"$f":"'Phoenix TMY 3'!$D$5","v":2019},"02","20","00","02/20/2019 00:00","2019-02-19T17:00:00",63.5]
["20130220:0100",16.47,34.23,30,260.81,18,262.93,4.76,218,96499,{"$f":"'Phoenix TMY 3'!$D$5","v":2019},"02","20","01","02/20/2019 01:00","2019-02-19T18:00:00",61.646]
["20130220:0200",15.45,37.01,0,{"v":0,"d":"0.00"},0,{"v":263.1,"d":"263.10"},{"v":5.1,"d":"5.10"},219,96480,{"$f":"'Phoenix TMY 3'!$D$5","v":2019},"02","20","02","02/20/2019 02:00","2019-02-19T19:00:00",59.81]
["20130220:0300",14.31,40.96,0,{"v":0,"d":"0.00"},0,262.65,4.92,212,96489,{"$f":"'Phoenix TMY 3'!$D$5","v":2019},"02","20","03","02/20/2019 03:00","2019-02-19T20:00:00",57.758]
["20130220:0400",13.17,44.92,0,{"v":0,"d":"0.00"},0,{"v":262.2,"d":"262.20"},4.74,206,96499,{"$f":"'Phoenix TMY 3'!$D$5","v":2019},"02","20","04","02/20/2019 04:00","2019-02-19T21:00:00",55.706]
["20130220:0500",12.03,48.87,0,{"v":0,"d":"0.00"},0,261.75,4.57,199,96509,{"$f":"'Phoenix TMY 3'!$D$5","v":2019},"02","20","05","02/20/2019 05:00","2019-02-19T22:00:00",53.653999999999996]
["20130220:0600",11.17,55.58,0,{"v":0,"d":"0.00"},0,261.83,4.55,200,96534,{"$f":"'Phoenix TMY 3'!$D$5","v":2019},"02","20","06","02/20/2019 06:00","2019-02-19T23:00:00",52.106]
["20130220:0700",10.32,62.29,0,{"v":0,"d":"0.00"},0,261.92,4.53,200,96560,{"$f":"'Phoenix TMY 3'!$D$5","v":2019},"02","20","07","02/20/2019 07:00","2019-02-20",50.576]
["20130220:0800",9.46,{"v":69,"d":"69.00"},0,{"v":0,"d":"0.00"},0,{"v":262,"d":"262.00"},4.51,201,96585,{"$f":"'Phoenix TMY 3'!$D$5","v":2019},"02","20","08","02/20/2019 08:00","2019-02-20T01:00:00",49.028000000000006]
["20130220:0900",{"v":9,"d":"9.00"},76.15,0,{"v":0,"d":"0.00"},0,280.13,3.98,205,96573,{"$f":"'Phoenix TMY 3'!$D$5","v":2019},"02","20","09","02/20/2019 09:00","2019-02-20T02:00:00",48.2]
["20130220:1000",8.54,83.31,0,{"v":0,"d":"0.00"},0,298.27,3.45,208,96560,{"$f":"'Phoenix TMY 3'!$D$5","v":2019},"02","20","10","02/20/2019 10:00","2019-02-20T03:00:00",47.372]
["20130220:1100",8.08,90.46,0,{"v":0,"d":"0.00"},0,{"v":316.4,"d":"316.40"},2.92,212,96547,{"$f":"'Phoenix TMY 3'!$D$5","v":2019},"02","20","11","02/20/2019 11:00","2019-02-20T04:00:00",46.544]
["20130220:1200",7.84,92.77,0,{"v":0,"d":"0.00"},0,322.15,3.02,208,96534,{"$f":"'Phoenix TMY 3'!$D$5","v":2019},"02","20","12","02/20/2019 12:00","2019-02-20T05:00:00",46.112]
["20130220:1300",{"v":7.6,"d":"7.60"},95.09,0,{"v":0,"d":"0.00"},0,{"v":327.9,"d":"327.90"},3.12,205,96521,{"$f":"'Phoenix TMY 3'!$D$5","v":2019},"02","20","13","02/20/2019 13:00","2019-02-20T06:00:00",45.68]
["20130220:1400",7.36,{"v":97.4,"d":"97.40"},0,{"v":0,"d":"0.00"},0,333.65,3.21,201,96509,{"$f":"'Phoenix TMY 3'!$D$5","v":2019},"02","20","14","02/20/2019 14:00","2019-02-20T07:00:00",45.248000000000005]
["20130220:1500",7.07,94.31,3,{"v":0,"d":"0.00"},3,333.88,3.77,208,96531,{"$f":"'Phoenix TMY 3'!$D$5","v":2019},"02","20","15","02/20/2019 15:00","2019-02-20T08:00:00",44.726]
["20130220:1600",6.79,91.22,128,5.58,126,334.12,4.32,216,96553,{"$f":"'Phoenix TMY 3'!$D$5","v":2019},"02","20","16","02/20/2019 16:00",{"$f":"(DATEVALUE(O1234)+TIMEVALUE(O1234))+($P$16/24)","v":"2019-02-20T09:00:00"},44.222]
["20130220:1700",6.51,88.13,32,{"v":0,"d":"0.00"},32,334.35,4.87,223,96576,{"$f":"'Phoenix TMY 3'!$D$5","v":2019},{"$f":"MID(A1235,5,2)","v":"02"},{"$f":"MID(A1235,7,2)","v":"20"},{"$f":"MID(A1235,10,2)","v":"17"},{"$f":"L1235&\"/\"&M1235&\"/\"&K1235&\" \"&N1235&\":00\"","v":"02/20/2019 17:00"},"2019-02-20T10:00:00",{"$f":"((9/5)*B1235)+32","v":43.718}]
["20130220:1800",7.32,83.11,75,{"v":0,"d":"0.00"},75,329.17,3.89,233,96598,{"$f":"'Phoenix TMY 3'!$D$5","v":2019},"02","20","18","02/20/2019 18:00","2019-02-20T11:00:00",45.176]
["20130220:1900",8.13,78.08,487,195.43,350,323.98,{"v":2.9,"d":"2.90"},242,96621,{"$f":"'Phoenix TMY 3'!$D$5","v":2019},"02","20","19","02/20/2019 19:00","2019-02-20T12:00:00",46.634]
["20130220:2000",8.93,73.06,329,36.49,303,{"v":318.8,"d":"318.80"},1.92,252,96643,{"$f":"'Phoenix TMY 3'!$D$5","v":2019},"02","20","20","02/20/2019 20:00","2019-02-20T13:00:00",48.074]
["20130220:2100",9.22,70.26,511,291.78,316,307.93,2.26,256,96672,{"$f":"'Phoenix TMY 3'!$D$5","v":2019},"02","20","21","02/20/2019 21:00","2019-02-20T14:00:00",48.596000000000004]
["20130220:2200",9.51,67.45,116,{"v":0,"d":"0.00"},116,297.07,{"v":2.6,"d":"2.60"},261,96701,{"$f":"'Phoenix TMY 3'!$D$5","v":2019},"02","20","22","02/20/2019 22:00","2019-02-20T15:00:00",49.117999999999995]
["20130220:2300",9.79,64.65,320,{"v":357,"d":"357.00"},167,{"v":286.2,"d":"286.20"},2.94,265,96730,{"$f":"'Phoenix TMY 3'!$D$5","v":2019},"02","20","23","02/20/2019 23:00","2019-02-20T16:00:00",49.622]
["20130221:0000",8.85,67.72,8,{"v":0,"d":"0.00"},8,276.32,2.93,275,96890,{"$f":"'Phoenix TMY 3'!$D$5","v":2019},"02","21","00","02/21/2019 00:00","2019-02-20T17:00:00",47.93]
["20130221:0100",7.91,{"v":70.8,"d":"70.80"},0,{"v":0,"d":"0.00"},0,266.43,2.92,284,97050,{"$f":"'Phoenix TMY 3'!$D$5","v":2019},"02","21","01","02/21/2019 01:00","2019-02-20T18:00:00",46.238]
["20130221:0200",6.98,73.87,0,{"v":0,"d":"0.00"},0,256.55,2.91,293,97210,{"$f":"'Phoenix TMY 3'!$D$5","v":2019},"02","21","02","02/21/2019 02:00","2019-02-20T19:00:00",44.564]
["20130221:0300",6.45,75.95,0,{"v":0,"d":"0.00"},0,248.75,2.69,252,97258,{"$f":"'Phoenix TMY 3'!$D$5","v":2019},"02","21","03","02/21/2019 03:00","2019-02-20T20:00:00",43.61]
["20130221:0400",5.92,78.02,0,{"v":0,"d":"0.00"},0,240.95,2.46,210,97306,{"$f":"'Phoenix TMY 3'!$D$5","v":2019},"02","21","04","02/21/2019 04:00","2019-02-20T21:00:00",42.656]
["20130221:0500",{"v":5.4,"d":"5.40"},{"v":80.1,"d":"80.10"},0,{"v":0,"d":"0.00"},0,233.15,2.23,168,97354,{"$f":"'Phoenix TMY 3'!$D$5","v":2019},"02","21","05","02/21/2019 05:00","2019-02-20T22:00:00",41.72]
["20130221:0600",4.81,81.31,0,{"v":0,"d":"0.00"},0,231.63,2.29,161,97383,{"$f":"'Phoenix TMY 3'!$D$5","v":2019},"02","21","06","02/21/2019 06:00","2019-02-20T23:00:00",40.658]
["20130221:0700",4.22,82.52,0,{"v":0,"d":"0.00"},0,230.12,2.34,154,97412,{"$f":"'Phoenix TMY 3'!$D$5","v":2019},"02","21","07","02/21/2019 07:00","2019-02-21",39.596000000000004]
["20130221:0800",3.62,83.73,0,{"v":0,"d":"0.00"},0,{"v":228.6,"d":"228.60"},2.39,146,97440,{"$f":"'Phoenix TMY 3'!$D$5","v":2019},"02","21","08","02/21/2019 08:00","2019-02-21T01:00:00",38.516]
["20130221:0900",3.52,83.62,0,{"v":0,"d":"0.00"},0,229.07,2.29,145,97482,{"$f":"'Phoenix TMY 3'!$D$5","v":2019},"02","21","09","02/21/2019 09:00","2019-02-21T02:00:00",38.336]
["20130221:1000",3.41,83.51,0,{"v":0,"d":"0.00"},0,229.53,2.18,143,97524,{"$f":"'Phoenix TMY 3'!$D$5","v":2019},"02","21","10","02/21/2019 10:00","2019-02-21T03:00:00",38.138]
["20130221:1100",{"v":3.3,"d":"3.30"},{"v":83.4,"d":"83.40"},0,{"v":0,"d":"0.00"},0,{"v":230,"d":"230.00"},2.08,141,97565,{"$f":"'Phoenix TMY 3'!$D$5","v":2019},"02","21","11","02/21/2019 11:00","2019-02-21T04:00:00",37.94]
["20130221:1200",3.47,81.81,0,{"v":0,"d":"0.00"},0,234.83,2.18,139,97620,{"$f":"'Phoenix TMY 3'!$D$5","v":2019},"02","21","12","02/21/2019 12:00","2019-02-21T05:00:00",38.246]
["20130221:1300",3.64,80.22,0,{"v":0,"d":"0.00"},0,239.67,2.28,136,97674,{"$f":"'Phoenix TMY 3'!$D$5","v":2019},"02","21","13","02/21/2019 13:00","2019-02-21T06:00:00",38.552]
["20130221:1400",3.81,78.63,0,{"v":0,"d":"0.00"},0,{"v":244.5,"d":"244.50"},2.37,133,97729,{"$f":"'Phoenix TMY 3'!$D$5","v":2019},"02","21","14","02/21/2019 14:00","2019-02-21T07:00:00",38.858000000000004]
["20130221:1500",5.76,71.73,146,592.84,44,250.67,2.48,151,97716,{"$f":"'Phoenix TMY 3'!$D$5","v":2019},"02","21","15","02/21/2019 15:00","2019-02-21T08:00:00",42.368]
["20130221:1600",7.72,64.82,361,815.51,65,256.83,2.59,169,97703,{"$f":"'Phoenix TMY 3'!$D$5","v":2019},"02","21","16","02/21/2019 16:00","2019-02-21T09:00:00",45.896]
["20130221:1700",9.68,57.92,553,909.52,78,{"v":263,"d":"263.00"},{"v":2.7,"d":"2.70"},188,97690,{"$f":"'Phoenix TMY 3'!$D$5","v":2019},"02","21","17","02/21/2019 17:00","2019-02-21T10:00:00",49.424]
["20130221:1800",10.64,55.19,698,959.21,85,268.85,2.49,207,97639,{"$f":"'Phoenix TMY 3'!$D$5","v":2019},"02","21","18","02/21/2019 18:00","2019-02-21T11:00:00",51.152]
["20130221:1900",11.61,52.47,781,980.94,89,{"v":274.7,"d":"274.70"},2.28,227,97588,{"$f":"'Phoenix TMY 3'!$D$5","v":2019},"02","21","19","02/21/2019 19:00","2019-02-21T12:00:00",52.897999999999996]
["20130221:2000",12.57,49.74,545,278.99,345,280.55,2.07,246,97536,{"$f":"'Phoenix TMY 3'!$D$5","v":2019},"02","21","20","02/21/2019 20:00","2019-02-21T13:00:00",54.626000000000005]
["20130221:2100",12.52,50.76,365,74.34,315,285.82,1.57,255,97504,{"$f":"'Phoenix TMY 3'!$D$5","v":2019},"02","21","21","02/21/2019 21:00","2019-02-21T14:00:00",54.536]
["20130221:2200",12.47,51.78,487,462.19,221,291.08,1.07,264,97472,{"$f":"'Phoenix TMY 3'!$D$5","v":2019},"02","21","22","02/21/2019 22:00","2019-02-21T15:00:00",54.446]
["20130221:2300",12.42,{"v":52.8,"d":"52.80"},173,20.81,164,296.35,0.57,273,97440,{"$f":"'Phoenix TMY 3'!$D$5","v":2019},"02","21","23","02/21/2019 23:00","2019-02-21T16:00:00",54.356]
["20130222:0000",11.75,61.06,174,343.18,86,298.08,1.05,299,97508,{"$f":"'Phoenix TMY 3'!$D$5","v":2019},"02","22","00","02/22/2019 00:00","2019-02-21T17:00:00",53.150000000000006]
["20130222:0100",11.08,69.32,13,{"v":0,"d":"0.00"},13,299.82,1.54,326,97575,{"$f":"'Phoenix TMY 3'!$D$5","v":2019},"02","22","01","02/22/2019 01:00","2019-02-21T18:00:00",51.944]
["20130222:0200",10.41,77.58,0,{"v":0,"d":"0.00"},0,301.55,2.03,352,97642,{"$f":"'Phoenix TMY 3'!$D$5","v":2019},"02","22","02","02/22/2019 02:00","2019-02-21T19:00:00",50.738]
["20130222:0300",9.59,79.38,0,{"v":0,"d":"0.00"},0,298.38,2.18,5,97674,{"$f":"'Phoenix TMY 3'!$D$5","v":2019},"02","22","03","02/22/2019 03:00","2019-02-21T20:00:00",49.262]
["20130222:0400",8.77,81.18,0,{"v":0,"d":"0.00"},0,295.22,2.34,19,97706,{"$f":"'Phoenix TMY 3'!$D$5","v":2019},"02","22","04","02/22/2019 04:00","2019-02-21T21:00:00",47.786]
["20130222:0500",7.96,82.98,0,{"v":0,"d":"0.00"},0,292.05,{"v":2.5,"d":"2.50"},32,97738,{"$f":"'Phoenix TMY 3'!$D$5","v":2019},"02","22","05","02/22/2019 05:00","2019-02-21T22:00:00",46.328]
["20130222:0600",7.17,84.77,0,{"v":0,"d":"0.00"},0,283.25,1.99,49,97748,{"$f":"'Phoenix TMY 3'!$D$5","v":2019},"02","22","06","02/22/2019 06:00","2019-02-21T23:00:00",44.906]
["20130222:0700",6.38,86.57,0,{"v":0,"d":"0.00"},0,274.45,1.49,66,97757,{"$f":"'Phoenix TMY 3'!$D$5","v":2019},"02","22","07","02/22/2019 07:00","2019-02-22",43.484]
["20130222:0800",5.59,88.36,0,{"v":0,"d":"0.00"},0,265.65,0.98,82,97767,{"$f":"'Phoenix TMY 3'!$D$5","v":2019},"02","22","08","02/22/2019 08:00","2019-02-22T01:00:00",42.062]
["20130222:0900",4.87,89.28,0,{"v":0,"d":"0.00"},0,{"v":259.4,"d":"259.40"},1.09,70,97805,{"$f":"'Phoenix TMY 3'!$D$5","v":2019},"02","22","09","02/22/2019 09:00","2019-02-22T02:00:00",40.766]
["20130222:1000",4.14,90.21,0,{"v":0,"d":"0.00"},0,253.15,1.21,57,97844,{"$f":"'Phoenix TMY 3'!$D$5","v":2019},"02","22","10","02/22/2019 10:00","2019-02-22T03:00:00",39.452]
["20130222:1100",3.41,91.13,0,{"v":0,"d":"0.00"},0,{"v":246.9,"d":"246.90"},1.32,44,97882,{"$f":"'Phoenix TMY 3'!$D$5","v":2019},"02","22","11","02/22/2019 11:00","2019-02-22T04:00:00",38.138]
["20130222:1200",3.58,87.88,0,{"v":0,"d":"0.00"},0,246.68,1.25,44,97917,{"$f":"'Phoenix TMY 3'!$D$5","v":2019},"02","22","12","02/22/2019 12:00","2019-02-22T05:00:00",38.444]
["20130222:1300",3.75,84.62,0,{"v":0,"d":"0.00"},0,246.47,1.18,44,97953,{"$f":"'Phoenix TMY 3'!$D$5","v":2019},"02","22","13","02/22/2019 13:00","2019-02-22T06:00:00",38.75]
["20130222:1400",3.92,81.37,0,{"v":0,"d":"0.00"},0,246.25,{"v":1.1,"d":"1.10"},44,97988,{"$f":"'Phoenix TMY 3'!$D$5","v":2019},"02","22","14","02/22/2019 14:00","2019-02-22T07:00:00",39.056]
["20130222:1500",{"v":6.2,"d":"6.20"},68.15,154,618.79,45,249.03,0.93,16,98001,{"$f":"'Phoenix TMY 3'!$D$5","v":2019},"02","22","15","02/22/2019 15:00","2019-02-22T08:00:00",43.16]
["20130222:1600",8.48,54.94,375,{"v":838.7,"d":"838.70"},67,251.82,0.76,347,98013,{"$f":"'Phoenix TMY 3'!$D$5","v":2019},"02","22","16","02/22/2019 16:00","2019-02-22T09:00:00",47.264]
["20130222:1700",10.76,41.72,572,936.11,79,{"v":254.6,"d":"254.60"},0.59,319,98026,{"$f":"'Phoenix TMY 3'!$D$5","v":2019},"02","22","17","02/22/2019 17:00","2019-02-22T10:00:00",51.367999999999995]
["20130222:1800",11.99,36.95,720,983.65,87,{"v":255.4,"d":"255.40"},1.25,310,97953,{"$f":"'Phoenix TMY 3'!$D$5","v":2019},"02","22","18","02/22/2019 18:00","2019-02-22T11:00:00",53.582]
["20130222:1900",13.22,32.19,804,{"v":1004.38,"d":"1,004.38"},91,{"v":256.2,"d":"256.20"},{"v":1.9,"d":"1.90"},301,97879,{"$f":"'Phoenix TMY 3'!$D$5","v":2019},"02","22","19","02/22/2019 19:00","2019-02-22T12:00:00",55.79600000000001]
["20130222:2000",14.44,27.42,817,{"v":1005.23,"d":"1,005.23"},92,{"v":257,"d":"257.00"},2.55,292,97805,{"$f":"'Phoenix TMY 3'!$D$5","v":2019},"02","22","20","02/22/2019 20:00","2019-02-22T13:00:00",57.992000000000004]
["20130222:2100",14.69,26.92,759,989.99,89,255.75,2.13,292,97761,{"$f":"'Phoenix TMY 3'!$D$5","v":2019},"02","22","21","02/22/2019 21:00","2019-02-22T14:00:00",58.442]
["20130222:2200",14.93,26.42,635,952.47,83,{"v":254.5,"d":"254.50"},1.71,292,97716,{"$f":"'Phoenix TMY 3'!$D$5","v":2019},"02","22","22","02/22/2019 22:00","2019-02-22T15:00:00",58.873999999999995]
["20130222:2300",15.17,25.92,456,880.39,72,253.25,1.28,292,97671,{"$f":"'Phoenix TMY 3'!$D$5","v":2019},"02","22","23","02/22/2019 23:00","2019-02-22T16:00:00",59.306]
["20130223:0000",13.76,33.97,241,715.57,55,251.38,1.63,280,97745,{"$f":"'Phoenix TMY 3'!$D$5","v":2019},"02","23","00","02/23/2019 00:00","2019-02-22T17:00:00",56.768]
["20130223:0100",12.35,42.01,36,268.82,21,249.52,1.98,267,97818,{"$f":"'Phoenix TMY 3'!$D$5","v":2019},"02","23","01","02/23/2019 01:00","2019-02-22T18:00:00",54.230000000000004]
["20130223:0200",10.94,50.06,0,{"v":0,"d":"0.00"},0,247.65,2.33,255,97892,{"$f":"'Phoenix TMY 3'!$D$5","v":2019},"02","23","02","02/23/2019 02:00","2019-02-22T19:00:00",51.692]
["20130223:0300",9.89,54.29,0,{"v":0,"d":"0.00"},0,247.82,2.27,205,97927,{"$f":"'Phoenix TMY 3'!$D$5","v":2019},"02","23","03","02/23/2019 03:00","2019-02-22T20:00:00",49.80200000000001]
["20130223:0400",8.84,58.53,0,{"v":0,"d":"0.00"},0,247.98,{"v":2.2,"d":"2.20"},155,97962,{"$f":"'Phoenix TMY 3'!$D$5","v":2019},"02","23","04","02/23/2019 04:00","2019-02-22T21:00:00",47.912]
["20130223:0500",{"v":7.8,"d":"7.80"},62.76,0,{"v":0,"d":"0.00"},0,248.15,2.14,105,97997,{"$f":"'Phoenix TMY 3'!$D$5","v":2019},"02","23","05","02/23/2019 05:00","2019-02-22T22:00:00",46.04]
["20130223:0600",{"v":6.7,"d":"6.70"},66.86,0,{"v":0,"d":"0.00"},0,246.98,2.15,101,97991,{"$f":"'Phoenix TMY 3'!$D$5","v":2019},"02","23","06","02/23/2019 06:00","2019-02-22T23:00:00",44.06]
["20130223:0700",{"v":5.6,"d":"5.60"},70.95,0,{"v":0,"d":"0.00"},0,245.82,2.17,97,97985,{"$f":"'Phoenix TMY 3'!$D$5","v":2019},"02","23","07","02/23/2019 07:00","2019-02-23",42.08]
["20130223:0800",{"v":4.5,"d":"4.50"},75.05,0,{"v":0,"d":"0.00"},0,244.65,2.18,92,97978,{"$f":"'Phoenix TMY 3'!$D$5","v":2019},"02","23","08","02/23/2019 08:00",{"$f":"(DATEVALUE(O1298)+TIMEVALUE(O1298))+($P$16/24)","v":"2019-02-23T01:00:00"},40.1]
["20130223:0900",{"v":3.8,"d":"3.80"},78.22,0,{"v":0,"d":"0.00"},0,243.07,{"v":2.2,"d":"2.20"},91,97962,{"$f":"'Phoenix TMY 3'!$D$5","v":2019},{"$f":"MID(A1299,5,2)","v":"02"},{"$f":"MID(A1299,7,2)","v":"23"},{"$f":"MID(A1299,10,2)","v":"09"},{"$f":"L1299&\"/\"&M1299&\"/\"&K1299&\" \"&N1299&\":00\"","v":"02/23/2019 09:00"},"2019-02-23T02:00:00",{"$f":"((9/5)*B1299)+32","v":38.84}]
["20130223:1000",{"v":3.1,"d":"3.10"},{"v":81.4,"d":"81.40"},0,{"v":0,"d":"0.00"},0,241.48,2.22,89,97946,{"$f":"'Phoenix TMY 3'!$D$5","v":2019},"02","23","10","02/23/2019 10:00","2019-02-23T03:00:00",37.58]
["20130223:1100",2.39,84.57,0,{"v":0,"d":"0.00"},0,{"v":239.9,"d":"239.90"},2.23,87,97930,{"$f":"'Phoenix TMY 3'!$D$5","v":2019},"02","23","11","02/23/2019 11:00","2019-02-23T04:00:00",36.302]
["20130223:1200",2.71,83.46,0,{"v":0,"d":"0.00"},0,{"v":239.7,"d":"239.70"},2.11,89,97930,{"$f":"'Phoenix TMY 3'!$D$5","v":2019},"02","23","12","02/23/2019 12:00","2019-02-23T05:00:00",36.878]
["20130223:1300",3.03,82.34,0,{"v":0,"d":"0.00"},0,{"v":239.5,"d":"239.50"},{"v":2,"d":"2.00"},92,97930,{"$f":"'Phoenix TMY 3'!$D$5","v":2019},"02","23","13","02/23/2019 13:00","2019-02-23T06:00:00",37.454]
["20130223:1400",3.35,81.23,0,{"v":0,"d":"0.00"},0,{"v":239.3,"d":"239.30"},1.88,94,97930,{"$f":"'Phoenix TMY 3'!$D$5","v":2019},"02","23","14","02/23/2019 14:00","2019-02-23T07:00:00",38.03]
["20130223:1500",6.34,66.74,157,615.63,46,243.03,2.18,103,97898,{"$f":"'Phoenix TMY 3'!$D$5","v":2019},"02","23","15","02/23/2019 15:00","2019-02-23T08:00:00",43.412]
["20130223:1600",9.33,52.25,376,831.63,67,246.77,2.48,112,97866,{"$f":"'Phoenix TMY 3'!$D$5","v":2019},"02","23","16","02/23/2019 16:00","2019-02-23T09:00:00",48.794]
["20130223:1700",12.33,37.76,571,924.53,80,{"v":250.5,"d":"250.50"},2.79,121,97834,{"$f":"'Phoenix TMY 3'!$D$5","v":2019},"02","23","17","02/23/2019 17:00","2019-02-23T10:00:00",54.194]
["20130223:1800",13.76,34.53,717,972.22,87,253.52,{"v":2.4,"d":"2.40"},141,97690,{"$f":"'Phoenix TMY 3'!$D$5","v":2019},"02","23","18","02/23/2019 18:00","2019-02-23T11:00:00",56.768]
["20130223:1900",{"v":15.2,"d":"15.20"},31.31,801,993.92,91,256.53,2.01,162,97546,{"$f":"'Phoenix TMY 3'!$D$5","v":2019},"02","23","19","02/23/2019 19:00","2019-02-23T12:00:00",59.36]
["20130223:2000",16.63,28.08,814,995.05,92,259.55,1.63,182,97402,{"$f":"'Phoenix TMY 3'!$D$5","v":2019},"02","23","20","02/23/2019 20:00","2019-02-23T13:00:00",61.934]
["20130223:2100",17.12,27.05,757,980.93,89,259.83,1.62,197,97299,{"$f":"'Phoenix TMY 3'!$D$5","v":2019},"02","23","21","02/23/2019 21:00","2019-02-23T14:00:00",62.816]
["20130223:2200",{"v":17.6,"d":"17.60"},26.02,635,945.93,83,260.12,1.62,212,97197,{"$f":"'Phoenix TMY 3'!$D$5","v":2019},"02","23","22","02/23/2019 22:00","2019-02-23T15:00:00",63.68000000000001]
["20130223:2300",18.08,24.99,459,877.39,73,{"v":260.4,"d":"260.40"},1.61,226,97095,{"$f":"'Phoenix TMY 3'!$D$5","v":2019},"02","23","23","02/23/2019 23:00","2019-02-23T16:00:00",64.544]
["20130224:0000",16.98,31.11,245,717.48,56,{"v":258.8,"d":"258.80"},1.68,249,97088,{"$f":"'Phoenix TMY 3'!$D$5","v":2019},"02","24","00","02/24/2019 00:00","2019-02-23T17:00:00",62.564]
["20130224:0100",15.88,37.23,39,{"v":288,"d":"288.00"},22,{"v":257.2,"d":"257.20"},1.74,271,97082,{"$f":"'Phoenix TMY 3'!$D$5","v":2019},"02","24","01","02/24/2019 01:00","2019-02-23T18:00:00",60.584]
["20130224:0200",14.78,43.35,0,{"v":0,"d":"0.00"},0,{"v":255.6,"d":"255.60"},1.81,293,97075,{"$f":"'Phoenix TMY 3'!$D$5","v":2019},"02","24","02","02/24/2019 02:00","2019-02-23T19:00:00",58.604]
["20130224:0300",13.36,43.03,0,{"v":0,"d":"0.00"},0,255.02,1.82,244,97069,{"$f":"'Phoenix TMY 3'!$D$5","v":2019},"02","24","03","02/24/2019 03:00","2019-02-23T20:00:00",56.048]
["20130224:0400",11.94,{"v":42.7,"d":"42.70"},0,{"v":0,"d":"0.00"},0,254.43,1.83,194,97063,{"$f":"'Phoenix TMY 3'!$D$5","v":2019},"02","24","04","02/24/2019 04:00","2019-02-23T21:00:00",53.492000000000004]
["20130224:0500",10.53,42.38,0,{"v":0,"d":"0.00"},0,253.85,1.83,145,97056,{"$f":"'Phoenix TMY 3'!$D$5","v":2019},"02","24","05","02/24/2019 05:00","2019-02-23T22:00:00",50.954]
["20130224:0600",10.05,40.46,0,{"v":0,"d":"0.00"},0,252.33,1.97,164,97069,{"$f":"'Phoenix TMY 3'!$D$5","v":2019},"02","24","06","02/24/2019 06:00","2019-02-23T23:00:00",50.09]
["20130224:0700",9.58,38.54,0,{"v":0,"d":"0.00"},0,250.82,{"v":2.1,"d":"2.10"},182,97082,{"$f":"'Phoenix TMY 3'!$D$5","v":2019},"02","24","07","02/24/2019 07:00","2019-02-24",49.244]
["20130224:0800",{"v":9.1,"d":"9.10"},36.62,0,{"v":0,"d":"0.00"},0,{"v":249.3,"d":"249.30"},2.23,201,97095,{"$f":"'Phoenix TMY 3'!$D$5","v":2019},"02","24","08","02/24/2019 08:00","2019-02-24T01:00:00",48.379999999999995]
["20130224:0900",8.49,34.06,0,{"v":0,"d":"0.00"},0,249.87,2.26,234,97136,{"$f":"'Phoenix TMY 3'!$D$5","v":2019},"02","24","09","02/24/2019 09:00","2019-02-24T02:00:00",47.282]
["20130224:1000",7.87,31.51,0,{"v":0,"d":"0.00"},0,250.43,2.29,266,97178,{"$f":"'Phoenix TMY 3'!$D$5","v":2019},"02","24","10","02/24/2019 10:00","2019-02-24T03:00:00",46.166]
["20130224:1100",7.25,28.95,0,{"v":0,"d":"0.00"},0,{"v":251,"d":"251.00"},2.32,298,97219,{"$f":"'Phoenix TMY 3'!$D$5","v":2019},"02","24","11","02/24/2019 11:00","2019-02-24T04:00:00",45.05]
["20130224:1200",7.42,29.34,0,{"v":0,"d":"0.00"},0,258.02,3.77,302,97290,{"$f":"'Phoenix TMY 3'!$D$5","v":2019},"02","24","12","02/24/2019 12:00","2019-02-24T05:00:00",45.356]
["20130224:1300",7.58,29.74,0,{"v":0,"d":"0.00"},0,265.03,5.22,306,97360,{"$f":"'Phoenix TMY 3'!$D$5","v":2019},"02","24","13","02/24/2019 13:00","2019-02-24T06:00:00",45.644]
["20130224:1400",7.75,30.13,0,{"v":0,"d":"0.00"},0,272.05,6.68,310,97431,{"$f":"'Phoenix TMY 3'!$D$5","v":2019},"02","24","14","02/24/2019 14:00","2019-02-24T07:00:00",45.95]
["20130224:1500",8.97,27.47,167,650.36,47,{"v":263.9,"d":"263.90"},7.13,319,97472,{"$f":"'Phoenix TMY 3'!$D$5","v":2019},"02","24","15","02/24/2019 15:00","2019-02-24T08:00:00",48.146]
["20130224:1600",10.19,24.81,391,856.55,69,255.75,7.59,327,97514,{"$f":"'Phoenix TMY 3'!$D$5","v":2019},"02","24","16","02/24/2019 16:00","2019-02-24T09:00:00",50.342]
["20130224:1700",11.42,22.15,588,946.69,81,{"v":247.6,"d":"247.60"},8.04,335,97556,{"$f":"'Phoenix TMY 3'!$D$5","v":2019},"02","24","17","02/24/2019 17:00","2019-02-24T10:00:00",52.556]
["20130224:1800",12.41,19.82,735,990.04,89,240.97,8.33,334,97504,{"$f":"'Phoenix TMY 3'!$D$5","v":2019},"02","24","18","02/24/2019 18:00","2019-02-24T11:00:00",54.338]
["20130224:1900",{"v":13.4,"d":"13.40"},17.49,819,{"v":1010.01,"d":"1,010.01"},93,234.33,8.62,333,97453,{"$f":"'Phoenix TMY 3'!$D$5","v":2019},"02","24","19","02/24/2019 19:00","2019-02-24T12:00:00",56.120000000000005]
["20130224:2000",14.38,15.16,833,{"v":1013.76,"d":"1,013.76"},93,{"v":227.7,"d":"227.70"},8.91,332,97402,{"$f":"'Phoenix TMY 3'!$D$5","v":2019},"02","24","20","02/24/2019 20:00","2019-02-24T13:00:00",57.884]
["20130224:2100",14.43,{"v":15.3,"d":"15.30"},775,998.28,91,{"v":224.8,"d":"224.80"},8.05,337,97412,{"$f":"'Phoenix TMY 3'!$D$5","v":2019},"02","24","21","02/24/2019 21:00","2019-02-24T14:00:00",57.974000000000004]
["20130224:2200",14.48,15.44,651,965.04,84,{"v":221.9,"d":"221.90"},7.19,341,97421,{"$f":"'Phoenix TMY 3'!$D$5","v":2019},"02","24","22","02/24/2019 22:00","2019-02-24T15:00:00",58.064]
["20130224:2300",14.52,15.58,472,897.03,74,{"v":219,"d":"219.00"},6.33,346,97431,{"$f":"'Phoenix TMY 3'!$D$5","v":2019},"02","24","23","02/24/2019 23:00","2019-02-24T16:00:00",58.135999999999996]
["20130225:0000",{"v":13.3,"d":"13.30"},19.42,254,738.14,57,{"v":219,"d":"219.00"},{"v":5.5,"d":"5.50"},348,97533,{"$f":"'Phoenix TMY 3'!$D$5","v":2019},"02","25","00","02/25/2019 00:00","2019-02-24T17:00:00",55.94]
["20130225:0100",12.08,23.26,42,305.28,23,{"v":219,"d":"219.00"},4.68,350,97636,{"$f":"'Phoenix TMY 3'!$D$5","v":2019},"02","25","01","02/25/2019 01:00","2019-02-24T18:00:00",53.744]
["20130225:0200",10.87,{"v":27.1,"d":"27.10"},0,{"v":0,"d":"0.00"},0,{"v":219,"d":"219.00"},3.85,352,97738,{"$f":"'Phoenix TMY 3'!$D$5","v":2019},"02","25","02","02/25/2019 02:00","2019-02-24T19:00:00",51.566]
["20130225:0300",9.71,30.32,0,{"v":0,"d":"0.00"},0,220.93,3.78,355,97821,{"$f":"'Phoenix TMY 3'!$D$5","v":2019},"02","25","03","02/25/2019 03:00","2019-02-24T20:00:00",49.478]
["20130225:0400",8.56,33.53,0,{"v":0,"d":"0.00"},0,222.87,3.71,359,97905,{"$f":"'Phoenix TMY 3'!$D$5","v":2019},"02","25","04","02/25/2019 04:00","2019-02-24T21:00:00",47.408]
["20130225:0500",7.41,36.75,0,{"v":0,"d":"0.00"},0,{"v":224.8,"d":"224.80"},3.64,2,97988,{"$f":"'Phoenix TMY 3'!$D$5","v":2019},"02","25","05","02/25/2019 05:00","2019-02-24T22:00:00",45.338]
["20130225:0600",6.55,41.63,0,{"v":0,"d":"0.00"},0,{"v":225.4,"d":"225.40"},3.43,360,98030,{"$f":"'Phoenix TMY 3'!$D$5","v":2019},"02","25","06","02/25/2019 06:00","2019-02-24T23:00:00",43.79]
["20130225:0700",{"v":5.7,"d":"5.70"},{"v":46.5,"d":"46.50"},0,{"v":0,"d":"0.00"},0,{"v":226,"d":"226.00"},3.23,358,98071,{"$f":"'Phoenix TMY 3'!$D$5","v":2019},"02","25","07","02/25/2019 07:00","2019-02-25",42.26]
["20130225:0800",4.84,51.38,0,{"v":0,"d":"0.00"},0,{"v":226.6,"d":"226.60"},3.02,356,98113,{"$f":"'Phoenix TMY 3'!$D$5","v":2019},"02","25","08","02/25/2019 08:00","2019-02-25T01:00:00",40.712]
["20130225:0900",4.12,53.97,0,{"v":0,"d":"0.00"},0,225.97,2.97,359,98154,{"$f":"'Phoenix TMY 3'!$D$5","v":2019},"02","25","09","02/25/2019 09:00","2019-02-25T02:00:00",39.416]
["20130225:1000",3.39,56.56,0,{"v":0,"d":"0.00"},0,225.33,2.92,2,98196,{"$f":"'Phoenix TMY 3'!$D$5","v":2019},"02","25","10","02/25/2019 10:00","2019-02-25T03:00:00",38.102000000000004]
["20130225:1100",2.66,59.15,0,{"v":0,"d":"0.00"},0,{"v":224.7,"d":"224.70"},2.87,5,98238,{"$f":"'Phoenix TMY 3'!$D$5","v":2019},"02","25","11","02/25/2019 11:00","2019-02-25T04:00:00",36.788]
["20130225:1200",2.93,{"v":58.6,"d":"58.60"},0,{"v":0,"d":"0.00"},0,224.58,2.21,18,98270,{"$f":"'Phoenix TMY 3'!$D$5","v":2019},"02","25","12","02/25/2019 12:00","2019-02-25T05:00:00",37.274]
["20130225:1300",{"v":3.2,"d":"3.20"},58.04,0,{"v":0,"d":"0.00"},0,224.47,1.54,32,98302,{"$f":"'Phoenix TMY 3'!$D$5","v":2019},"02","25","13","02/25/2019 13:00","2019-02-25T06:00:00",37.76]
["20130225:1400",3.47,57.49,0,{"v":0,"d":"0.00"},0,224.35,0.88,45,98334,{"$f":"'Phoenix TMY 3'!$D$5","v":2019},"02","25","14","02/25/2019 14:00","2019-02-25T07:00:00",38.246]
["20130225:1500",6.31,46.65,172,656.85,48,227.55,1.08,39,98314,{"$f":"'Phoenix TMY 3'!$D$5","v":2019},"02","25","15","02/25/2019 15:00","2019-02-25T08:00:00",43.358]
["20130225:1600",9.15,35.82,396,857.13,70,230.75,1.28,32,98295,{"$f":"'Phoenix TMY 3'!$D$5","v":2019},"02","25","16","02/25/2019 16:00","2019-02-25T09:00:00",48.47]
["20130225:1700",{"v":12,"d":"12.00"},24.98,594,948.07,82,233.95,1.48,26,98276,{"$f":"'Phoenix TMY 3'!$D$5","v":2019},"02","25","17","02/25/2019 17:00","2019-02-25T10:00:00",53.6]
["20130225:1800",13.25,22.97,743,993.89,90,234.97,1.07,9,98158,{"$f":"'Phoenix TMY 3'!$D$5","v":2019},"02","25","18","02/25/2019 18:00","2019-02-25T11:00:00",55.85]
["20130225:1900",{"v":14.5,"d":"14.50"},20.95,828,{"v":1014.83,"d":"1,014.83"},94,235.98,0.67,353,98039,{"$f":"'Phoenix TMY 3'!$D$5","v":2019},"02","25","19","02/25/2019 19:00","2019-02-25T12:00:00",58.1]
["20130225:2000",15.74,18.94,842,{"v":1018.65,"d":"1,018.65"},94,{"v":237,"d":"237.00"},0.26,336,97921,{"$f":"'Phoenix TMY 3'!$D$5","v":2019},"02","25","20","02/25/2019 20:00","2019-02-25T13:00:00",60.332]
["20130225:2100",16.12,17.95,784,{"v":1003.82,"d":"1,003.82"},92,236.85,0.58,326,97841,{"$f":"'Phoenix TMY 3'!$D$5","v":2019},"02","25","21","02/25/2019 21:00","2019-02-25T14:00:00",61.016000000000005]
["20130225:2200",{"v":16.5,"d":"16.50"},16.96,657,967.02,85,{"v":236.7,"d":"236.70"},{"v":0.9,"d":"0.90"},316,97761,{"$f":"'Phoenix TMY 3'!$D$5","v":2019},"02","25","22","02/25/2019 22:00","2019-02-25T15:00:00",61.7]
["20130225:2300",16.88,15.97,474,{"v":891.8,"d":"891.80"},75,236.55,1.21,306,97680,{"$f":"'Phoenix TMY 3'!$D$5","v":2019},"02","25","23","02/25/2019 23:00","2019-02-25T16:00:00",62.384]
["20130226:0000",15.72,19.74,256,732.45,58,235.07,1.11,318,97680,{"$f":"'Phoenix TMY 3'!$D$5","v":2019},"02","26","00","02/26/2019 00:00",{"$f":"(DATEVALUE(O1362)+TIMEVALUE(O1362))+($P$16/24)","v":"2019-02-25T17:00:00"},60.29600000000001]
["20130226:0100",14.56,23.51,44,320.96,23,233.58,{"v":1,"d":"1.00"},330,97680,{"$f":"'Phoenix TMY 3'!$D$5","v":2019},{"$f":"MID(A1363,5,2)","v":"02"},{"$f":"MID(A1363,7,2)","v":"26"},{"$f":"MID(A1363,10,2)","v":"01"},{"$f":"L1363&\"/\"&M1363&\"/\"&K1363&\" \"&N1363&\":00\"","v":"02/26/2019 01:00"},"2019-02-25T18:00:00",{"$f":"((9/5)*B1363)+32","v":58.208}]
["20130226:0200",{"v":13.4,"d":"13.40"},27.28,0,{"v":0,"d":"0.00"},0,{"v":232.1,"d":"232.10"},{"v":0.9,"d":"0.90"},343,97680,{"$f":"'Phoenix TMY 3'!$D$5","v":2019},"02","26","02","02/26/2019 02:00","2019-02-25T19:00:00",56.120000000000005]
["20130226:0300",12.66,28.07,0,{"v":0,"d":"0.00"},0,233.33,1.09,31,97684,{"$f":"'Phoenix TMY 3'!$D$5","v":2019},"02","26","03","02/26/2019 03:00","2019-02-25T20:00:00",54.788]
["20130226:0400",11.92,28.85,0,{"v":0,"d":"0.00"},0,234.57,1.27,79,97687,{"$f":"'Phoenix TMY 3'!$D$5","v":2019},"02","26","04","02/26/2019 04:00","2019-02-25T21:00:00",53.456]
["20130226:0500",11.19,29.64,0,{"v":0,"d":"0.00"},0,{"v":235.8,"d":"235.80"},1.46,127,97690,{"$f":"'Phoenix TMY 3'!$D$5","v":2019},"02","26","05","02/26/2019 05:00","2019-02-25T22:00:00",52.141999999999996]
["20130226:0600",10.54,31.76,0,{"v":0,"d":"0.00"},0,235.05,1.64,124,97687,{"$f":"'Phoenix TMY 3'!$D$5","v":2019},"02","26","06","02/26/2019 06:00","2019-02-25T23:00:00",50.971999999999994]
["20130226:0700",9.89,33.88,0,{"v":0,"d":"0.00"},0,{"v":234.3,"d":"234.30"},1.81,121,97684,{"$f":"'Phoenix TMY 3'!$D$5","v":2019},"02","26","07","02/26/2019 07:00","2019-02-26",49.80200000000001]
["20130226:0800",9.23,{"v":36,"d":"36.00"},0,{"v":0,"d":"0.00"},0,233.55,1.99,117,97680,{"$f":"'Phoenix TMY 3'!$D$5","v":2019},"02","26","08","02/26/2019 08:00","2019-02-26T01:00:00",48.614000000000004]
["20130226:0900",7.79,42.48,0,{"v":0,"d":"0.00"},0,232.07,2.04,105,97655,{"$f":"'Phoenix TMY 3'!$D$5","v":2019},"02","26","09","02/26/2019 09:00","2019-02-26T02:00:00",46.022]
["20130226:1000",6.35,48.96,0,{"v":0,"d":"0.00"},0,230.58,2.09,93,97629,{"$f":"'Phoenix TMY 3'!$D$5","v":2019},"02","26","10","02/26/2019 10:00","2019-02-26T03:00:00",43.43]
["20130226:1100",4.91,55.44,0,{"v":0,"d":"0.00"},0,{"v":229.1,"d":"229.10"},2.14,81,97604,{"$f":"'Phoenix TMY 3'!$D$5","v":2019},"02","26","11","02/26/2019 11:00","2019-02-26T04:00:00",40.838]
["20130226:1200",4.44,56.49,0,{"v":0,"d":"0.00"},0,227.77,1.95,86,97604,{"$f":"'Phoenix TMY 3'!$D$5","v":2019},"02","26","12","02/26/2019 12:00","2019-02-26T05:00:00",39.992000000000004]
["20130226:1300",3.96,57.55,0,{"v":0,"d":"0.00"},0,226.43,1.77,90,97604,{"$f":"'Phoenix TMY 3'!$D$5","v":2019},"02","26","13","02/26/2019 13:00","2019-02-26T06:00:00",39.128]
["20130226:1400",3.49,{"v":58.6,"d":"58.60"},0,{"v":0,"d":"0.00"},0,{"v":225.1,"d":"225.10"},1.59,95,97604,{"$f":"'Phoenix TMY 3'!$D$5","v":2019},"02","26","14","02/26/2019 14:00","2019-02-26T07:00:00",38.282000000000004]
["20130226:1500",6.95,45.97,176,{"v":657.7,"d":"657.70"},49,{"v":230.5,"d":"230.50"},{"v":1.2,"d":"1.20"},58,97600,{"$f":"'Phoenix TMY 3'!$D$5","v":2019},"02","26","15","02/26/2019 15:00","2019-02-26T08:00:00",44.51]
["20130226:1600",10.41,33.33,400,857.61,70,{"v":235.9,"d":"235.90"},0.81,20,97597,{"$f":"'Phoenix TMY 3'!$D$5","v":2019},"02","26","16","02/26/2019 16:00","2019-02-26T09:00:00",50.738]
["20130226:1700",13.88,{"v":20.7,"d":"20.70"},598,{"v":945.7,"d":"945.70"},83,{"v":241.3,"d":"241.30"},0.43,343,97594,{"$f":"'Phoenix TMY 3'!$D$5","v":2019},"02","26","17","02/26/2019 17:00","2019-02-26T10:00:00",56.984]
["20130226:1800",15.57,18.35,747,991.62,91,242.97,1.12,333,97514,{"$f":"'Phoenix TMY 3'!$D$5","v":2019},"02","26","18","02/26/2019 18:00","2019-02-26T11:00:00",60.025999999999996]
["20130226:1900",17.26,15.99,832,{"v":1014.1,"d":"1,014.10"},94,244.63,1.81,323,97434,{"$f":"'Phoenix TMY 3'!$D$5","v":2019},"02","26","19","02/26/2019 19:00","2019-02-26T12:00:00",63.068000000000005]
["20130226:2000",18.95,13.64,845,{"v":1015.36,"d":"1,015.36"},95,{"v":246.3,"d":"246.30"},{"v":2.5,"d":"2.50"},314,97354,{"$f":"'Phoenix TMY 3'!$D$5","v":2019},"02","26","20","02/26/2019 20:00","2019-02-26T13:00:00",66.11]
["20130226:2100",19.23,13.03,786,{"v":1000.67,"d":"1,000.67"},92,246.52,2.58,316,97331,{"$f":"'Phoenix TMY 3'!$D$5","v":2019},"02","26","21","02/26/2019 21:00","2019-02-26T14:00:00",66.614]
["20130226:2200",19.51,12.42,660,963.97,86,246.73,2.67,318,97309,{"$f":"'Phoenix TMY 3'!$D$5","v":2019},"02","26","22","02/26/2019 22:00","2019-02-26T15:00:00",67.118]
["20130226:2300",19.79,11.81,479,893.35,76,246.95,2.76,320,97287,{"$f":"'Phoenix TMY 3'!$D$5","v":2019},"02","26","23","02/26/2019 23:00","2019-02-26T16:00:00",67.622]
["20130227:0000",17.82,14.52,261,737.92,59,243.73,2.71,323,97383,{"$f":"'Phoenix TMY 3'!$D$5","v":2019},"02","27","00","02/27/2019 00:00","2019-02-26T17:00:00",64.076]
["20130227:0100",15.84,17.24,47,{"v":320.7,"d":"320.70"},25,240.52,2.66,327,97479,{"$f":"'Phoenix TMY 3'!$D$5","v":2019},"02","27","01","02/27/2019 01:00","2019-02-26T18:00:00",60.512]
["20130227:0200",13.87,19.95,0,{"v":0,"d":"0.00"},0,{"v":237.3,"d":"237.30"},2.61,331,97575,{"$f":"'Phoenix TMY 3'!$D$5","v":2019},"02","27","02","02/27/2019 02:00","2019-02-26T19:00:00",56.965999999999994]
["20130227:0300",12.67,22.45,0,{"v":0,"d":"0.00"},0,236.55,3.15,351,97658,{"$f":"'Phoenix TMY 3'!$D$5","v":2019},"02","27","03","02/27/2019 03:00","2019-02-26T20:00:00",54.806]
["20130227:0400",11.48,24.96,0,{"v":0,"d":"0.00"},0,{"v":235.8,"d":"235.80"},{"v":3.7,"d":"3.70"},10,97741,{"$f":"'Phoenix TMY 3'!$D$5","v":2019},"02","27","04","02/27/2019 04:00","2019-02-26T21:00:00",52.664]
["20130227:0500",10.29,27.46,0,{"v":0,"d":"0.00"},0,235.05,4.25,30,97825,{"$f":"'Phoenix TMY 3'!$D$5","v":2019},"02","27","05","02/27/2019 05:00","2019-02-26T22:00:00",50.522]
["20130227:0600",9.29,30.09,0,{"v":0,"d":"0.00"},0,233.57,{"v":3.7,"d":"3.70"},38,97882,{"$f":"'Phoenix TMY 3'!$D$5","v":2019},"02","27","06","02/27/2019 06:00","2019-02-26T23:00:00",48.721999999999994]
["20130227:0700",8.29,32.72,0,{"v":0,"d":"0.00"},0,232.08,3.14,45,97940,{"$f":"'Phoenix TMY 3'!$D$5","v":2019},"02","27","07","02/27/2019 07:00","2019-02-27",46.922]
["20130227:0800",7.29,35.35,0,{"v":0,"d":"0.00"},0,{"v":230.6,"d":"230.60"},2.59,53,97997,{"$f":"'Phoenix TMY 3'!$D$5","v":2019},"02","27","08","02/27/2019 08:00","2019-02-27T01:00:00",45.122]
["20130227:0900",6.58,37.62,0,{"v":0,"d":"0.00"},0,229.02,2.48,53,98046,{"$f":"'Phoenix TMY 3'!$D$5","v":2019},"02","27","09","02/27/2019 09:00","2019-02-27T02:00:00",43.844]
["20130227:1000",5.86,39.89,0,{"v":0,"d":"0.00"},0,227.43,2.36,54,98094,{"$f":"'Phoenix TMY 3'!$D$5","v":2019},"02","27","10","02/27/2019 10:00","2019-02-27T03:00:00",42.548]
["20130227:1100",5.14,42.16,0,{"v":0,"d":"0.00"},0,225.85,2.25,55,98142,{"$f":"'Phoenix TMY 3'!$D$5","v":2019},"02","27","11","02/27/2019 11:00","2019-02-27T04:00:00",41.251999999999995]
["20130227:1200",5.03,43.01,0,{"v":0,"d":"0.00"},0,225.47,{"v":2.3,"d":"2.30"},56,98209,{"$f":"'Phoenix TMY 3'!$D$5","v":2019},"02","27","12","02/27/2019 12:00","2019-02-27T05:00:00",41.054]
["20130227:1300",4.91,43.86,0,{"v":0,"d":"0.00"},0,225.08,2.36,57,98276,{"$f":"'Phoenix TMY 3'!$D$5","v":2019},"02","27","13","02/27/2019 13:00","2019-02-27T06:00:00",40.838]
["20130227:1400",{"v":4.8,"d":"4.80"},44.71,0,{"v":0,"d":"0.00"},0,{"v":224.7,"d":"224.70"},2.41,58,98343,{"$f":"'Phoenix TMY 3'!$D$5","v":2019},"02","27","14","02/27/2019 14:00","2019-02-27T07:00:00",40.64]
["20130227:1500",7.82,35.46,185,683.66,50,228.65,2.73,56,98353,{"$f":"'Phoenix TMY 3'!$D$5","v":2019},"02","27","15","02/27/2019 15:00","2019-02-27T08:00:00",46.076]
["20130227:1600",10.84,26.22,413,875.97,72,{"v":232.6,"d":"232.60"},3.04,55,98363,{"$f":"'Phoenix TMY 3'!$D$5","v":2019},"02","27","16","02/27/2019 16:00","2019-02-27T09:00:00",51.512]
["20130227:1700",13.87,16.97,613,961.54,85,236.55,3.35,54,98372,{"$f":"'Phoenix TMY 3'!$D$5","v":2019},"02","27","17","02/27/2019 17:00","2019-02-27T10:00:00",56.965999999999994]
["20130227:1800",15.31,15.23,762,{"v":1005.88,"d":"1,005.88"},92,238.77,2.98,49,98302,{"$f":"'Phoenix TMY 3'!$D$5","v":2019},"02","27","18","02/27/2019 18:00","2019-02-27T11:00:00",59.558]
["20130227:1900",16.75,13.48,847,{"v":1025.66,"d":"1,025.66"},96,240.98,2.61,45,98231,{"$f":"'Phoenix TMY 3'!$D$5","v":2019},"02","27","19","02/27/2019 19:00","2019-02-27T12:00:00",62.150000000000006]
["20130227:2000",18.18,11.74,859,{"v":1025.59,"d":"1,025.59"},97,{"v":243.2,"d":"243.20"},2.23,41,98161,{"$f":"'Phoenix TMY 3'!$D$5","v":2019},"02","27","20","02/27/2019 20:00","2019-02-27T13:00:00",64.724]
["20130227:2100",18.36,11.58,800,{"v":1011.92,"d":"1,011.92"},94,243.37,2.01,33,98106,{"$f":"'Phoenix TMY 3'!$D$5","v":2019},"02","27","21","02/27/2019 21:00","2019-02-27T14:00:00",65.048]
["20130227:2200",18.53,11.41,672,974.34,88,243.53,1.78,24,98052,{"$f":"'Phoenix TMY 3'!$D$5","v":2019},"02","27","22","02/27/2019 22:00","2019-02-27T15:00:00",65.35400000000001]
["20130227:2300",{"v":18.7,"d":"18.70"},11.25,488,903.73,77,{"v":243.7,"d":"243.70"},1.56,16,97997,{"$f":"'Phoenix TMY 3'!$D$5","v":2019},"02","27","23","02/27/2019 23:00","2019-02-27T16:00:00",65.66]
["20130228:0000",16.85,{"v":14.9,"d":"14.90"},266,743.32,60,240.38,{"v":2,"d":"2.00"},8,98039,{"$f":"'Phoenix TMY 3'!$D$5","v":2019},"02","28","00","02/28/2019 00:00","2019-02-27T17:00:00",62.33]
["20130228:0100",14.99,18.54,50,348.43,25,237.07,2.45,1,98081,{"$f":"'Phoenix TMY 3'!$D$5","v":2019},"02","28","01","02/28/2019 01:00","2019-02-27T18:00:00",58.982]
["20130228:0200",13.14,22.19,0,{"v":0,"d":"0.00"},0,233.75,{"v":2.9,"d":"2.90"},354,98122,{"$f":"'Phoenix TMY 3'!$D$5","v":2019},"02","28","02","02/28/2019 02:00","2019-02-27T19:00:00",55.652]
["20130228:0300",11.91,{"v":24.7,"d":"24.70"},0,{"v":0,"d":"0.00"},0,235.05,3.34,6,98167,{"$f":"'Phoenix TMY 3'!$D$5","v":2019},"02","28","03","02/28/2019 03:00","2019-02-27T20:00:00",53.438]
["20130228:0400",10.69,27.21,0,{"v":0,"d":"0.00"},0,236.35,3.79,18,98212,{"$f":"'Phoenix TMY 3'!$D$5","v":2019},"02","28","04","02/28/2019 04:00","2019-02-27T21:00:00",51.242000000000004]
["20130228:0500",9.47,29.72,0,{"v":0,"d":"0.00"},0,237.65,4.23,31,98257,{"$f":"'Phoenix TMY 3'!$D$5","v":2019},"02","28","05","02/28/2019 05:00","2019-02-27T22:00:00",49.04600000000001]
["20130228:0600",8.59,32.65,0,{"v":0,"d":"0.00"},0,236.95,3.83,35,98302,{"$f":"'Phoenix TMY 3'!$D$5","v":2019},"02","28","06","02/28/2019 06:00","2019-02-27T23:00:00",47.462]
["20130228:0700",7.71,35.59,0,{"v":0,"d":"0.00"},0,236.25,3.43,39,98346,{"$f":"'Phoenix TMY 3'!$D$5","v":2019},"02","28","07","02/28/2019 07:00","2019-02-28",45.878]
["20130228:0800",6.82,38.52,0,{"v":0,"d":"0.00"},0,235.55,3.03,43,98391,{"$f":"'Phoenix TMY 3'!$D$5","v":2019},"02","28","08","02/28/2019 08:00","2019-02-28T01:00:00",44.276]
["20130228:0900",6.25,40.72,0,{"v":0,"d":"0.00"},0,233.63,2.77,43,98433,{"$f":"'Phoenix TMY 3'!$D$5","v":2019},"02","28","09","02/28/2019 09:00","2019-02-28T02:00:00",43.25]
["20130228:1000",5.67,42.93,0,{"v":0,"d":"0.00"},0,231.72,{"v":2.5,"d":"2.50"},43,98475,{"$f":"'Phoenix TMY 3'!$D$5","v":2019},"02","28","10","02/28/2019 10:00","2019-02-28T03:00:00",42.206]
["20130228:1100",5.09,45.13,0,{"v":0,"d":"0.00"},0,{"v":229.8,"d":"229.80"},2.23,42,98516,{"$f":"'Phoenix TMY 3'!$D$5","v":2019},"02","28","11","02/28/2019 11:00","2019-02-28T04:00:00",41.162]
["20130228:1200",5.08,44.94,0,{"v":0,"d":"0.00"},0,229.85,2.11,47,98555,{"$f":"'Phoenix TMY 3'!$D$5","v":2019},"02","28","12","02/28/2019 12:00","2019-02-28T05:00:00",41.144]
["20130228:1300",5.07,44.74,0,{"v":0,"d":"0.00"},0,{"v":229.9,"d":"229.90"},{"v":2,"d":"2.00"},51,98593,{"$f":"'Phoenix TMY 3'!$D$5","v":2019},"02","28","13","02/28/2019 13:00","2019-02-28T06:00:00",41.126000000000005]
["20130228:1400",5.06,44.55,0,{"v":0,"d":"0.00"},0,229.95,1.88,56,98631,{"$f":"'Phoenix TMY 3'!$D$5","v":2019},"02","28","14","02/28/2019 14:00","2019-02-28T07:00:00",41.108]
["20130228:1500",8.51,35.88,187,673.66,51,234.08,1.97,54,98625,{"$f":"'Phoenix TMY 3'!$D$5","v":2019},"02","28","15","02/28/2019 15:00","2019-02-28T08:00:00",47.318]
["20130228:1600",18.48,0.04,414,{"v":865.9,"d":"865.90"},73,{"v":229.3,"d":"229.30"},2.04,53,98619,{"$f":"'Phoenix TMY 3'!$D$5","v":2019},"02","28","16","02/28/2019 16:00",{"$f":"(DATEVALUE(O1426)+TIMEVALUE(O1426))+($P$16/24)","v":"2019-02-28T09:00:00"},65.26400000000001]
["20130228:1700",18.16,7.29,615,957.21,85,236.99,2.09,51,98612,{"$f":"'Phoenix TMY 3'!$D$5","v":2019},{"$f":"MID(A1427,5,2)","v":"02"},{"$f":"MID(A1427,7,2)","v":"28"},{"$f":"MID(A1427,10,2)","v":"17"},{"$f":"L1427&\"/\"&M1427&\"/\"&K1427&\" \"&N1427&\":00\"","v":"02/28/2019 17:00"},"2019-02-28T10:00:00",{"$f":"((9/5)*B1427)+32","v":64.688}]
["20130228:1800",17.84,14.53,765,{"v":1002.03,"d":"1,002.03"},93,244.69,2.14,49,98561,{"$f":"'Phoenix TMY 3'!$D$5","v":2019},"02","28","18","02/28/2019 18:00","2019-02-28T11:00:00",64.112]
["20130228:1900",17.52,21.78,850,{"v":1022.15,"d":"1,022.15"},97,252.38,2.19,46,98510,{"$f":"'Phoenix TMY 3'!$D$5","v":2019},"02","28","19","02/28/2019 19:00","2019-02-28T12:00:00",63.536]
["20130228:2000",{"v":17.2,"d":"17.20"},29.03,863,{"v":1023.67,"d":"1,023.67"},98,260.07,2.23,44,98459,{"$f":"'Phoenix TMY 3'!$D$5","v":2019},"02","28","20","02/28/2019 20:00","2019-02-28T13:00:00",62.96]
["20130228:2100",16.88,36.27,803,{"v":1008.82,"d":"1,008.82"},95,267.76,2.28,36,98417,{"$f":"'Phoenix TMY 3'!$D$5","v":2019},"02","28","21","02/28/2019 21:00","2019-02-28T14:00:00",62.384]
["20130228:2200",16.56,43.52,676,974.67,88,275.45,2.33,29,98375,{"$f":"'Phoenix TMY 3'!$D$5","v":2019},"02","28","22","02/28/2019 22:00","2019-02-28T15:00:00",61.808]
["20130228:2300",16.24,50.77,492,903.08,78,283.15,2.38,22,98334,{"$f":"'Phoenix TMY 3'!$D$5","v":2019},"02","28","23","02/28/2019 23:00","2019-02-28T16:00:00",61.232]
["20140301:0000",15.92,58.01,81,{"v":0,"d":"0.00"},81,290.84,2.43,206,97069,{"$f":"'Phoenix TMY 3'!$D$5","v":2019},"03","01","00","03/01/2019 00:00","2019-02-28T17:00:00",60.656]
["20140301:0100",{"v":15.6,"d":"15.60"},65.26,22,{"v":0,"d":"0.00"},22,298.53,2.48,204,97034,{"$f":"'Phoenix TMY 3'!$D$5","v":2019},"03","01","01","03/01/2019 01:00","2019-02-28T18:00:00",60.08]
["20140301:0200",15.28,{"v":72.5,"d":"72.50"},0,{"v":0,"d":"0.00"},0,306.22,2.53,203,96998,{"$f":"'Phoenix TMY 3'!$D$5","v":2019},"03","01","02","03/01/2019 02:00","2019-02-28T19:00:00",59.504]
["20140301:0300",14.96,79.75,0,{"v":0,"d":"0.00"},0,313.91,2.58,209,97104,{"$f":"'Phoenix TMY 3'!$D$5","v":2019},"03","01","03","03/01/2019 03:00","2019-02-28T20:00:00",58.928]
["20140301:0400",14.64,{"v":87,"d":"87.00"},0,{"v":0,"d":"0.00"},0,321.61,2.63,215,97210,{"$f":"'Phoenix TMY 3'!$D$5","v":2019},"03","01","04","03/01/2019 04:00","2019-02-28T21:00:00",58.352000000000004]
["20140301:0500",14.32,94.24,0,{"v":0,"d":"0.00"},0,{"v":329.3,"d":"329.30"},2.67,221,97315,{"$f":"'Phoenix TMY 3'!$D$5","v":2019},"03","01","05","03/01/2019 05:00","2019-02-28T22:00:00",57.775999999999996]
["20140301:0600",{"v":14,"d":"14.00"},{"v":100,"d":"100.00"},0,{"v":0,"d":"0.00"},0,336.99,2.72,224,97376,{"$f":"'Phoenix TMY 3'!$D$5","v":2019},"03","01","06","03/01/2019 06:00","2019-02-28T23:00:00",57.2]
["20140301:0700",13.68,{"v":100,"d":"100.00"},0,{"v":0,"d":"0.00"},0,344.68,2.77,227,97437,{"$f":"'Phoenix TMY 3'!$D$5","v":2019},"03","01","07","03/01/2019 07:00","2019-03-01",56.623999999999995]
["20140301:0800",11.26,96.43,0,{"v":0,"d":"0.00"},0,{"v":319.6,"d":"319.60"},2.33,230,97498,{"$f":"'Phoenix TMY 3'!$D$5","v":2019},"03","01","08","03/01/2019 08:00","2019-03-01T01:00:00",52.268]
["20140301:0900",10.74,97.39,0,{"v":0,"d":"0.00"},0,313.47,2.07,226,97540,{"$f":"'Phoenix TMY 3'!$D$5","v":2019},"03","01","09","03/01/2019 09:00","2019-03-01T02:00:00",51.332]
["20140301:1000",10.22,98.35,0,{"v":0,"d":"0.00"},0,307.33,1.81,221,97581,{"$f":"'Phoenix TMY 3'!$D$5","v":2019},"03","01","10","03/01/2019 10:00","2019-03-01T03:00:00",50.396]
["20140301:1100",{"v":9.7,"d":"9.70"},99.31,0,{"v":0,"d":"0.00"},0,{"v":301.2,"d":"301.20"},1.54,217,97623,{"$f":"'Phoenix TMY 3'!$D$5","v":2019},"03","01","11","03/01/2019 11:00","2019-03-01T04:00:00",49.46]
["20140301:1200",9.83,99.54,0,{"v":0,"d":"0.00"},0,298.05,{"v":1.6,"d":"1.60"},206,97719,{"$f":"'Phoenix TMY 3'!$D$5","v":2019},"03","01","12","03/01/2019 12:00","2019-03-01T05:00:00",49.694]
["20140301:1300",9.96,99.77,0,{"v":0,"d":"0.00"},0,{"v":294.9,"d":"294.90"},1.66,196,97815,{"$f":"'Phoenix TMY 3'!$D$5","v":2019},"03","01","13","03/01/2019 13:00","2019-03-01T06:00:00",49.928]
["20140301:1400",10.09,{"v":100,"d":"100.00"},0,{"v":0,"d":"0.00"},0,291.75,1.71,185,97911,{"$f":"'Phoenix TMY 3'!$D$5","v":2019},"03","01","14","03/01/2019 14:00","2019-03-01T07:00:00",50.162]
["20140301:1500",11.48,93.72,178,602.32,51,295.35,1.55,203,97946,{"$f":"'Phoenix TMY 3'!$D$5","v":2019},"03","01","15","03/01/2019 15:00","2019-03-01T08:00:00",52.664]
["20140301:1600",12.88,87.45,393,794.12,73,298.95,1.39,220,97981,{"$f":"'Phoenix TMY 3'!$D$5","v":2019},"03","01","16","03/01/2019 16:00","2019-03-01T09:00:00",55.184]
["20140301:1700",14.27,81.17,585,886.48,86,302.55,1.23,238,98017,{"$f":"'Phoenix TMY 3'!$D$5","v":2019},"03","01","17","03/01/2019 17:00","2019-03-01T10:00:00",57.686]
["20140301:1800",{"v":15.1,"d":"15.10"},75.15,729,934.14,94,308.97,0.89,236,97969,{"$f":"'Phoenix TMY 3'!$D$5","v":2019},"03","01","18","03/01/2019 18:00","2019-03-01T11:00:00",59.18]
["20140301:1900",15.92,69.12,811,956.27,98,315.38,0.55,234,97921,{"$f":"'Phoenix TMY 3'!$D$5","v":2019},"03","01","19","03/01/2019 19:00","2019-03-01T12:00:00",60.656]
["20140301:2000",16.75,{"v":63.1,"d":"63.10"},618,351.89,352,{"v":321.8,"d":"321.80"},0.21,233,97873,{"$f":"'Phoenix TMY 3'!$D$5","v":2019},"03","01","20","03/01/2019 20:00","2019-03-01T13:00:00",62.150000000000006]
["20140301:2100",16.81,63.19,384,73.24,332,323.93,0.49,251,97841,{"$f":"'Phoenix TMY 3'!$D$5","v":2019},"03","01","21","03/01/2019 21:00","2019-03-01T14:00:00",62.257999999999996]
["20140301:2200",16.87,63.27,460,302.78,275,326.07,0.78,268,97809,{"$f":"'Phoenix TMY 3'!$D$5","v":2019},"03","01","22","03/01/2019 22:00","2019-03-01T15:00:00",62.366]
["20140301:2300",16.94,63.36,182,19.33,173,{"v":328.2,"d":"328.20"},1.06,286,97777,{"$f":"'Phoenix TMY 3'!$D$5","v":2019},"03","01","23","03/01/2019 23:00","2019-03-01T16:00:00",62.492000000000004]
["20140302:0000",16.77,69.25,110,17.41,105,331.47,1.43,295,97821,{"$f":"'Phoenix TMY 3'!$D$5","v":2019},"03","02","00","03/02/2019 00:00","2019-03-01T17:00:00",62.186]
["20140302:0100",{"v":16.6,"d":"16.60"},75.13,11,{"v":0,"d":"0.00"},11,334.73,1.81,304,97866,{"$f":"'Phoenix TMY 3'!$D$5","v":2019},"03","02","01","03/02/2019 01:00","2019-03-01T18:00:00",61.88]
["20140302:0200",16.44,81.02,0,{"v":0,"d":"0.00"},0,{"v":338,"d":"338.00"},2.18,313,97911,{"$f":"'Phoenix TMY 3'!$D$5","v":2019},"03","02","02","03/02/2019 02:00","2019-03-01T19:00:00",61.592]
["20140302:0300",15.74,{"v":82.2,"d":"82.20"},0,{"v":0,"d":"0.00"},0,336.67,2.04,322,97933,{"$f":"'Phoenix TMY 3'!$D$5","v":2019},"03","02","03","03/02/2019 03:00","2019-03-01T20:00:00",60.332]
["20140302:0400",15.04,83.39,0,{"v":0,"d":"0.00"},0,335.33,1.89,332,97956,{"$f":"'Phoenix TMY 3'!$D$5","v":2019},"03","02","04","03/02/2019 04:00","2019-03-01T21:00:00",59.072]
["20140302:0500",14.35,84.57,0,{"v":0,"d":"0.00"},0,{"v":334,"d":"334.00"},1.75,342,97978,{"$f":"'Phoenix TMY 3'!$D$5","v":2019},"03","02","05","03/02/2019 05:00","2019-03-01T22:00:00",57.83]
["20140302:0600",13.36,87.41,0,{"v":0,"d":"0.00"},0,319.18,1.43,1,97943,{"$f":"'Phoenix TMY 3'!$D$5","v":2019},"03","02","06","03/02/2019 06:00","2019-03-01T23:00:00",56.048]
["20140302:0700",12.37,90.24,0,{"v":0,"d":"0.00"},0,304.37,1.12,19,97908,{"$f":"'Phoenix TMY 3'!$D$5","v":2019},"03","02","07","03/02/2019 07:00","2019-03-02",54.266]
["20140302:0800",11.38,93.08,0,{"v":0,"d":"0.00"},0,289.55,{"v":0.8,"d":"0.80"},38,97873,{"$f":"'Phoenix TMY 3'!$D$5","v":2019},"03","02","08","03/02/2019 08:00","2019-03-02T01:00:00",52.484]
["20140302:0900",10.74,94.19,0,{"v":0,"d":"0.00"},0,290.22,1.09,43,97828,{"$f":"'Phoenix TMY 3'!$D$5","v":2019},"03","02","09","03/02/2019 09:00","2019-03-02T02:00:00",51.332]
["20140302:1000",10.11,{"v":95.3,"d":"95.30"},0,{"v":0,"d":"0.00"},0,290.88,1.37,47,97783,{"$f":"'Phoenix TMY 3'!$D$5","v":2019},"03","02","10","03/02/2019 10:00","2019-03-02T03:00:00",50.198]
["20140302:1100",9.48,96.41,0,{"v":0,"d":"0.00"},0,291.55,1.66,52,97738,{"$f":"'Phoenix TMY 3'!$D$5","v":2019},"03","02","11","03/02/2019 11:00","2019-03-02T04:00:00",49.064]
["20140302:1200",9.97,94.76,0,{"v":0,"d":"0.00"},0,292.33,1.29,50,97745,{"$f":"'Phoenix TMY 3'!$D$5","v":2019},"03","02","12","03/02/2019 12:00","2019-03-02T05:00:00",49.946]
["20140302:1300",10.47,93.11,0,{"v":0,"d":"0.00"},0,293.12,0.93,48,97751,{"$f":"'Phoenix TMY 3'!$D$5","v":2019},"03","02","13","03/02/2019 13:00","2019-03-02T06:00:00",50.846000000000004]
["20140302:1400",10.96,91.46,0,{"v":0,"d":"0.00"},0,{"v":293.9,"d":"293.90"},0.57,46,97757,{"$f":"'Phoenix TMY 3'!$D$5","v":2019},"03","02","14","03/02/2019 14:00","2019-03-02T07:00:00",51.728]
["20140302:1500",13.23,80.84,184,612.82,52,295.12,1.01,43,97754,{"$f":"'Phoenix TMY 3'!$D$5","v":2019},"03","02","15","03/02/2019 15:00","2019-03-02T08:00:00",55.814]
["20140302:1600",{"v":15.5,"d":"15.50"},70.22,400,799.84,74,296.33,1.45,40,97751,{"$f":"'Phoenix TMY 3'!$D$5","v":2019},"03","02","16","03/02/2019 16:00","2019-03-02T09:00:00",59.900000000000006]
["20140302:1700",17.76,{"v":59.6,"d":"59.60"},592,889.82,87,297.55,1.89,37,97748,{"$f":"'Phoenix TMY 3'!$D$5","v":2019},"03","02","17","03/02/2019 17:00","2019-03-02T10:00:00",63.968]
["20140302:1800",18.84,55.18,738,939.59,95,298.92,1.58,32,97677,{"$f":"'Phoenix TMY 3'!$D$5","v":2019},"03","02","18","03/02/2019 18:00","2019-03-02T11:00:00",65.912]
["20140302:1900",19.93,50.76,822,963.93,99,300.28,1.27,28,97607,{"$f":"'Phoenix TMY 3'!$D$5","v":2019},"03","02","19","03/02/2019 19:00","2019-03-02T12:00:00",67.874]
["20140302:2000",21.01,46.34,836,969.49,99,301.65,0.97,23,97536,{"$f":"'Phoenix TMY 3'!$D$5","v":2019},"03","02","20","03/02/2019 20:00","2019-03-02T13:00:00",69.81800000000001]
["20140302:2100",21.08,46.03,778,{"v":953.7,"d":"953.70"},97,301.07,1.24,1,97488,{"$f":"'Phoenix TMY 3'!$D$5","v":2019},"03","02","21","03/02/2019 21:00","2019-03-02T14:00:00",69.94399999999999]
["20140302:2200",21.15,45.71,653,915.73,90,300.48,1.52,339,97440,{"$f":"'Phoenix TMY 3'!$D$5","v":2019},"03","02","22","03/02/2019 22:00","2019-03-02T15:00:00",70.07]
["20140302:2300",21.22,{"v":45.4,"d":"45.40"},397,511.51,157,{"v":299.9,"d":"299.90"},1.79,316,97392,{"$f":"'Phoenix TMY 3'!$D$5","v":2019},"03","02","23","03/02/2019 23:00","2019-03-02T16:00:00",70.196]
["20140303:0000",19.67,54.67,262,688.62,62,296.27,2.21,314,97421,{"$f":"'Phoenix TMY 3'!$D$5","v":2019},"03","03","00","03/03/2019 00:00","2019-03-02T17:00:00",67.406]
["20140303:0100",18.12,63.95,54,320.89,27,292.63,2.62,312,97450,{"$f":"'Phoenix TMY 3'!$D$5","v":2019},"03","03","01","03/03/2019 01:00","2019-03-02T18:00:00",64.616]
["20140303:0200",16.58,73.22,0,{"v":0,"d":"0.00"},0,{"v":289,"d":"289.00"},3.03,310,97479,{"$f":"'Phoenix TMY 3'!$D$5","v":2019},"03","03","02","03/03/2019 02:00","2019-03-02T19:00:00",61.843999999999994]
["20140303:0300",15.57,76.92,0,{"v":0,"d":"0.00"},0,289.08,2.32,324,97501,{"$f":"'Phoenix TMY 3'!$D$5","v":2019},"03","03","03","03/03/2019 03:00","2019-03-02T20:00:00",60.025999999999996]
["20140303:0400",14.57,80.62,0,{"v":0,"d":"0.00"},0,289.17,1.61,337,97524,{"$f":"'Phoenix TMY 3'!$D$5","v":2019},"03","03","04","03/03/2019 04:00","2019-03-02T21:00:00",58.226]
["20140303:0500",13.57,84.32,0,{"v":0,"d":"0.00"},0,289.25,{"v":0.9,"d":"0.90"},350,97546,{"$f":"'Phoenix TMY 3'!$D$5","v":2019},"03","03","05","03/03/2019 05:00","2019-03-02T22:00:00",56.426]
["20140303:0600",{"v":12.9,"d":"12.90"},85.81,0,{"v":0,"d":"0.00"},0,287.47,0.74,6,97540,{"$f":"'Phoenix TMY 3'!$D$5","v":2019},"03","03","06","03/03/2019 06:00","2019-03-02T23:00:00",55.22]
["20140303:0700",12.24,{"v":87.3,"d":"87.30"},0,{"v":0,"d":"0.00"},0,285.68,0.57,21,97533,{"$f":"'Phoenix TMY 3'!$D$5","v":2019},"03","03","07","03/03/2019 07:00","2019-03-03",54.032]
["20140303:0800",11.58,88.79,0,{"v":0,"d":"0.00"},0,{"v":283.9,"d":"283.90"},0.41,36,97527,{"$f":"'Phoenix TMY 3'!$D$5","v":2019},"03","03","08","03/03/2019 08:00",{"$f":"(DATEVALUE(O1490)+TIMEVALUE(O1490))+($P$16/24)","v":"2019-03-03T01:00:00"},52.844]
["20140303:0900",11.37,90.68,0,{"v":0,"d":"0.00"},0,282.62,0.84,49,97498,{"$f":"'Phoenix TMY 3'!$D$5","v":2019},{"$f":"MID(A1491,5,2)","v":"03"},{"$f":"MID(A1491,7,2)","v":"03"},{"$f":"MID(A1491,10,2)","v":"09"},{"$f":"L1491&\"/\"&M1491&\"/\"&K1491&\" \"&N1491&\":00\"","v":"03/03/2019 09:00"},"2019-03-03T02:00:00",{"$f":"((9/5)*B1491)+32","v":52.465999999999994}]
["20140303:1000",11.17,92.58,0,{"v":0,"d":"0.00"},0,281.33,1.27,62,97469,{"$f":"'Phoenix TMY 3'!$D$5","v":2019},"03","03","10","03/03/2019 10:00","2019-03-03T03:00:00",52.106]
["20140303:1100",10.97,94.47,0,{"v":0,"d":"0.00"},0,280.05,{"v":1.7,"d":"1.70"},75,97440,{"$f":"'Phoenix TMY 3'!$D$5","v":2019},"03","03","11","03/03/2019 11:00","2019-03-03T04:00:00",51.746]
["20140303:1200",11.22,93.33,0,{"v":0,"d":"0.00"},0,{"v":283.8,"d":"283.80"},1.57,89,97424,{"$f":"'Phoenix TMY 3'!$D$5","v":2019},"03","03","12","03/03/2019 12:00","2019-03-03T05:00:00",52.196]
["20140303:1300",11.48,92.18,0,{"v":0,"d":"0.00"},0,287.55,1.45,103,97408,{"$f":"'Phoenix TMY 3'!$D$5","v":2019},"03","03","13","03/03/2019 13:00","2019-03-03T06:00:00",52.664]
["20140303:1400",11.73,91.04,0,{"v":0,"d":"0.00"},0,{"v":291.3,"d":"291.30"},1.32,117,97392,{"$f":"'Phoenix TMY 3'!$D$5","v":2019},"03","03","14","03/03/2019 14:00","2019-03-03T07:00:00",53.114000000000004]
["20140303:1500",14.01,81.73,114,127.28,86,299.12,0.97,155,97396,{"$f":"'Phoenix TMY 3'!$D$5","v":2019},"03","03","15","03/03/2019 15:00","2019-03-03T08:00:00",57.218]
["20140303:1600",16.29,72.41,253,179.51,179,306.93,0.63,193,97399,{"$f":"'Phoenix TMY 3'!$D$5","v":2019},"03","03","16","03/03/2019 16:00","2019-03-03T09:00:00",61.322]
["20140303:1700",18.56,{"v":63.1,"d":"63.10"},543,713.07,135,314.75,0.28,231,97402,{"$f":"'Phoenix TMY 3'!$D$5","v":2019},"03","03","17","03/03/2019 17:00","2019-03-03T10:00:00",65.408]
["20140303:1800",19.75,57.39,603,497.88,260,{"v":317.6,"d":"317.60"},1.02,249,97351,{"$f":"'Phoenix TMY 3'!$D$5","v":2019},"03","03","18","03/03/2019 18:00","2019-03-03T11:00:00",67.55000000000001]
["20140303:1900",20.94,51.67,726,630.88,250,320.45,1.76,267,97299,{"$f":"'Phoenix TMY 3'!$D$5","v":2019},"03","03","19","03/03/2019 19:00","2019-03-03T12:00:00",69.69200000000001]
["20140303:2000",22.13,45.96,836,962.78,100,{"v":323.3,"d":"323.30"},{"v":2.5,"d":"2.50"},285,97248,{"$f":"'Phoenix TMY 3'!$D$5","v":2019},"03","03","20","03/03/2019 20:00","2019-03-03T13:00:00",71.834]
["20140303:2100",22.07,44.99,659,566.77,252,321.28,2.54,289,97197,{"$f":"'Phoenix TMY 3'!$D$5","v":2019},"03","03","21","03/03/2019 21:00","2019-03-03T14:00:00",71.726]
["20140303:2200",22.01,44.03,498,381.51,262,319.27,2.59,294,97146,{"$f":"'Phoenix TMY 3'!$D$5","v":2019},"03","03","22","03/03/2019 22:00","2019-03-03T15:00:00",71.618]
["20140303:2300",21.96,43.06,476,{"v":839.8,"d":"839.80"},79,317.25,2.63,298,97095,{"$f":"'Phoenix TMY 3'!$D$5","v":2019},"03","03","23","03/03/2019 23:00","2019-03-03T16:00:00",71.528]
["20140304:0000",20.38,51.32,206,371.14,97,{"v":312.8,"d":"312.80"},2.34,298,97133,{"$f":"'Phoenix TMY 3'!$D$5","v":2019},"03","04","00","03/04/2019 00:00","2019-03-03T17:00:00",68.684]
["20140304:0100",18.81,59.57,39,103.23,30,308.35,2.06,298,97171,{"$f":"'Phoenix TMY 3'!$D$5","v":2019},"03","04","01","03/04/2019 01:00","2019-03-03T18:00:00",65.858]
["20140304:0200",17.24,67.83,0,{"v":0,"d":"0.00"},0,{"v":303.9,"d":"303.90"},1.77,297,97210,{"$f":"'Phoenix TMY 3'!$D$5","v":2019},"03","04","02","03/04/2019 02:00","2019-03-03T19:00:00",63.032]
["20140304:0300",{"v":16.6,"d":"16.60"},70.22,0,{"v":0,"d":"0.00"},0,300.32,1.63,304,97255,{"$f":"'Phoenix TMY 3'!$D$5","v":2019},"03","04","03","03/04/2019 03:00","2019-03-03T20:00:00",61.88]
["20140304:0400",15.96,{"v":72.6,"d":"72.60"},0,{"v":0,"d":"0.00"},0,296.73,{"v":1.5,"d":"1.50"},310,97299,{"$f":"'Phoenix TMY 3'!$D$5","v":2019},"03","04","04","03/04/2019 04:00","2019-03-03T21:00:00",60.728]
["20140304:0500",15.32,74.99,0,{"v":0,"d":"0.00"},0,293.15,1.37,316,97344,{"$f":"'Phoenix TMY 3'!$D$5","v":2019},"03","04","05","03/04/2019 05:00","2019-03-03T22:00:00",59.576]
["20140304:0600",14.49,78.04,0,{"v":0,"d":"0.00"},0,291.38,{"v":1.2,"d":"1.20"},349,97386,{"$f":"'Phoenix TMY 3'!$D$5","v":2019},"03","04","06","03/04/2019 06:00","2019-03-03T23:00:00",58.082]
["20140304:0700",13.66,{"v":81.1,"d":"81.10"},0,{"v":0,"d":"0.00"},0,289.62,1.04,22,97428,{"$f":"'Phoenix TMY 3'!$D$5","v":2019},"03","04","07","03/04/2019 07:00","2019-03-04",56.588]
["20140304:0800",12.83,84.15,0,{"v":0,"d":"0.00"},0,287.85,0.88,54,97469,{"$f":"'Phoenix TMY 3'!$D$5","v":2019},"03","04","08","03/04/2019 08:00","2019-03-04T01:00:00",55.094]
["20140304:0900",11.81,86.25,0,{"v":0,"d":"0.00"},0,286.65,0.86,61,97492,{"$f":"'Phoenix TMY 3'!$D$5","v":2019},"03","04","09","03/04/2019 09:00","2019-03-04T02:00:00",53.258]
["20140304:1000",{"v":10.8,"d":"10.80"},88.36,0,{"v":0,"d":"0.00"},0,285.45,0.83,68,97514,{"$f":"'Phoenix TMY 3'!$D$5","v":2019},"03","04","10","03/04/2019 10:00","2019-03-04T03:00:00",51.44]
["20140304:1100",9.79,90.46,0,{"v":0,"d":"0.00"},0,284.25,{"v":0.8,"d":"0.80"},75,97536,{"$f":"'Phoenix TMY 3'!$D$5","v":2019},"03","04","11","03/04/2019 11:00","2019-03-04T04:00:00",49.622]
["20140304:1200",10.04,89.18,0,{"v":0,"d":"0.00"},0,282.73,1.01,73,97588,{"$f":"'Phoenix TMY 3'!$D$5","v":2019},"03","04","12","03/04/2019 12:00","2019-03-04T05:00:00",50.072]
["20140304:1300",10.29,{"v":87.9,"d":"87.90"},0,{"v":0,"d":"0.00"},0,281.22,1.21,70,97639,{"$f":"'Phoenix TMY 3'!$D$5","v":2019},"03","04","13","03/04/2019 13:00","2019-03-04T06:00:00",50.522]
["20140304:1400",10.54,86.62,0,{"v":0,"d":"0.00"},0,{"v":279.7,"d":"279.70"},1.42,67,97690,{"$f":"'Phoenix TMY 3'!$D$5","v":2019},"03","04","14","03/04/2019 14:00","2019-03-04T07:00:00",50.971999999999994]
["20140304:1500",13.91,74.24,199,641.12,55,{"v":285.2,"d":"285.20"},1.43,57,97738,{"$f":"'Phoenix TMY 3'!$D$5","v":2019},"03","04","15","03/04/2019 15:00","2019-03-04T08:00:00",57.038]
["20140304:1600",17.29,61.85,421,827.53,76,{"v":290.7,"d":"290.70"},1.44,48,97786,{"$f":"'Phoenix TMY 3'!$D$5","v":2019},"03","04","16","03/04/2019 16:00","2019-03-04T09:00:00",63.122]
["20140304:1700",20.66,49.47,617,915.35,89,{"v":296.2,"d":"296.20"},1.45,38,97834,{"$f":"'Phoenix TMY 3'!$D$5","v":2019},"03","04","17","03/04/2019 17:00","2019-03-04T10:00:00",69.188]
["20140304:1800",22.04,44.52,641,592.66,230,300.12,1.58,35,97786,{"$f":"'Phoenix TMY 3'!$D$5","v":2019},"03","04","18","03/04/2019 18:00","2019-03-04T11:00:00",71.672]
["20140304:1900",23.41,39.56,751,697.04,222,304.03,1.71,32,97738,{"$f":"'Phoenix TMY 3'!$D$5","v":2019},"03","04","19","03/04/2019 19:00","2019-03-04T12:00:00",74.138]
["20140304:2000",24.79,34.61,743,633.55,256,307.95,1.83,29,97690,{"$f":"'Phoenix TMY 3'!$D$5","v":2019},"03","04","20","03/04/2019 20:00","2019-03-04T13:00:00",76.622]
["20140304:2100",24.78,33.33,798,{"v":968,"d":"968.00"},99,{"v":306.3,"d":"306.30"},{"v":1.7,"d":"1.70"},29,97636,{"$f":"'Phoenix TMY 3'!$D$5","v":2019},"03","04","21","03/04/2019 21:00","2019-03-04T14:00:00",76.60400000000001]
["20140304:2200",24.77,32.04,671,930.34,92,304.65,1.56,28,97581,{"$f":"'Phoenix TMY 3'!$D$5","v":2019},"03","04","22","03/04/2019 22:00","2019-03-04T15:00:00",76.586]
["20140304:2300",24.77,30.76,489,856.73,81,{"v":303,"d":"303.00"},1.42,28,97527,{"$f":"'Phoenix TMY 3'!$D$5","v":2019},"03","04","23","03/04/2019 23:00","2019-03-04T16:00:00",76.586]
["20140305:0000",23.13,34.55,272,703.89,63,300.27,1.21,26,97527,{"$f":"'Phoenix TMY 3'!$D$5","v":2019},"03","05","00","03/05/2019 00:00","2019-03-04T17:00:00",73.634]
["20140305:0100",21.49,38.35,59,332.57,29,297.53,1.01,24,97527,{"$f":"'Phoenix TMY 3'!$D$5","v":2019},"03","05","01","03/05/2019 01:00","2019-03-04T18:00:00",70.68199999999999]
["20140305:0200",19.86,42.14,0,{"v":0,"d":"0.00"},0,{"v":294.8,"d":"294.80"},{"v":0.8,"d":"0.80"},22,97527,{"$f":"'Phoenix TMY 3'!$D$5","v":2019},"03","05","02","03/05/2019 02:00","2019-03-04T19:00:00",67.74799999999999]
["20140305:0300",18.09,51.96,0,{"v":0,"d":"0.00"},0,293.98,1.11,33,97552,{"$f":"'Phoenix TMY 3'!$D$5","v":2019},"03","05","03","03/05/2019 03:00","2019-03-04T20:00:00",64.562]
["20140305:0400",16.33,61.78,0,{"v":0,"d":"0.00"},0,293.17,1.42,43,97578,{"$f":"'Phoenix TMY 3'!$D$5","v":2019},"03","05","04","03/05/2019 04:00","2019-03-04T21:00:00",61.394]
["20140305:0500",14.57,{"v":71.6,"d":"71.60"},0,{"v":0,"d":"0.00"},0,292.35,1.72,53,97604,{"$f":"'Phoenix TMY 3'!$D$5","v":2019},"03","05","05","03/05/2019 05:00","2019-03-04T22:00:00",58.226]
["20140305:0600",13.57,75.76,0,{"v":0,"d":"0.00"},0,291.65,1.44,59,97604,{"$f":"'Phoenix TMY 3'!$D$5","v":2019},"03","05","06","03/05/2019 06:00","2019-03-04T23:00:00",56.426]
["20140305:0700",12.57,79.91,0,{"v":0,"d":"0.00"},0,290.95,1.15,65,97604,{"$f":"'Phoenix TMY 3'!$D$5","v":2019},"03","05","07","03/05/2019 07:00","2019-03-05",54.626000000000005]
["20140305:0800",11.58,84.07,0,{"v":0,"d":"0.00"},0,290.25,0.87,71,97604,{"$f":"'Phoenix TMY 3'!$D$5","v":2019},"03","05","08","03/05/2019 08:00","2019-03-05T01:00:00",52.844]
["20140305:0900",11.19,85.96,0,{"v":0,"d":"0.00"},0,291.17,1.07,72,97600,{"$f":"'Phoenix TMY 3'!$D$5","v":2019},"03","05","09","03/05/2019 09:00","2019-03-05T02:00:00",52.141999999999996]
["20140305:1000",{"v":10.8,"d":"10.80"},87.85,0,{"v":0,"d":"0.00"},0,292.08,1.26,74,97597,{"$f":"'Phoenix TMY 3'!$D$5","v":2019},"03","05","10","03/05/2019 10:00","2019-03-05T03:00:00",51.44]
["20140305:1100",10.41,89.74,0,{"v":0,"d":"0.00"},0,{"v":293,"d":"293.00"},1.46,75,97594,{"$f":"'Phoenix TMY 3'!$D$5","v":2019},"03","05","11","03/05/2019 11:00","2019-03-05T04:00:00",50.738]
["20140305:1200",11.17,88.12,0,{"v":0,"d":"0.00"},0,299.07,1.57,77,97597,{"$f":"'Phoenix TMY 3'!$D$5","v":2019},"03","05","12","03/05/2019 12:00","2019-03-05T05:00:00",52.106]
["20140305:1300",11.94,86.51,0,{"v":0,"d":"0.00"},0,305.13,1.68,80,97600,{"$f":"'Phoenix TMY 3'!$D$5","v":2019},"03","05","13","03/05/2019 13:00","2019-03-05T06:00:00",53.492000000000004]
["20140305:1400",{"v":12.7,"d":"12.70"},84.89,6,{"v":0,"d":"0.00"},6,{"v":311.2,"d":"311.20"},1.79,83,97604,{"$f":"'Phoenix TMY 3'!$D$5","v":2019},"03","05","14","03/05/2019 14:00","2019-03-05T07:00:00",54.86]
["20140305:1500",15.78,70.47,87,13.09,84,315.05,1.31,86,97616,{"$f":"'Phoenix TMY 3'!$D$5","v":2019},"03","05","15","03/05/2019 15:00","2019-03-05T08:00:00",60.403999999999996]
["20140305:1600",18.86,56.05,305,327.33,167,{"v":318.9,"d":"318.90"},0.84,90,97629,{"$f":"'Phoenix TMY 3'!$D$5","v":2019},"03","05","16","03/05/2019 16:00","2019-03-05T09:00:00",65.94800000000001]
["20140305:1700",21.94,41.63,344,{"v":122.1,"d":"122.10"},273,322.75,0.36,94,97642,{"$f":"'Phoenix TMY 3'!$D$5","v":2019},"03","05","17","03/05/2019 17:00","2019-03-05T10:00:00",71.492]
["20140305:1800",23.37,37.34,557,339.51,320,330.52,{"v":0.4,"d":"0.40"},34,97568,{"$f":"'Phoenix TMY 3'!$D$5","v":2019},"03","05","18","03/05/2019 18:00","2019-03-05T11:00:00",74.066]
["20140305:1900",24.79,33.04,675,488.64,302,338.28,0.45,334,97495,{"$f":"'Phoenix TMY 3'!$D$5","v":2019},"03","05","19","03/05/2019 19:00","2019-03-05T12:00:00",76.622]
["20140305:2000",26.22,28.75,677,478.72,307,346.05,{"v":0.5,"d":"0.50"},274,97421,{"$f":"'Phoenix TMY 3'!$D$5","v":2019},"03","05","20","03/05/2019 20:00","2019-03-05T13:00:00",79.196]
["20140305:2100",26.25,27.89,370,56.47,329,341.07,0.43,280,97335,{"$f":"'Phoenix TMY 3'!$D$5","v":2019},"03","05","21","03/05/2019 21:00","2019-03-05T14:00:00",79.25]
["20140305:2200",26.28,27.04,414,182.09,300,336.08,0.37,286,97248,{"$f":"'Phoenix TMY 3'!$D$5","v":2019},"03","05","22","03/05/2019 22:00","2019-03-05T15:00:00",79.304]
["20140305:2300",26.32,26.18,316,218.89,211,{"v":331.1,"d":"331.10"},{"v":0.3,"d":"0.30"},291,97162,{"$f":"'Phoenix TMY 3'!$D$5","v":2019},"03","05","23","03/05/2019 23:00","2019-03-05T16:00:00",79.376]
["20140306:0000",24.87,29.27,218,413.17,94,327.25,0.78,302,97155,{"$f":"'Phoenix TMY 3'!$D$5","v":2019},"03","06","00","03/06/2019 00:00",{"$f":"(DATEVALUE(O1554)+TIMEVALUE(O1554))+($P$16/24)","v":"2019-03-05T17:00:00"},76.766]
["20140306:0100",23.42,32.36,55,{"v":257.5,"d":"257.50"},31,{"v":323.4,"d":"323.40"},1.26,312,97149,{"$f":"'Phoenix TMY 3'!$D$5","v":2019},{"$f":"MID(A1555,5,2)","v":"03"},{"$f":"MID(A1555,7,2)","v":"06"},{"$f":"MID(A1555,10,2)","v":"01"},{"$f":"L1555&\"/\"&M1555&\"/\"&K1555&\" \"&N1555&\":00\"","v":"03/06/2019 01:00"},"2019-03-05T18:00:00",{"$f":"((9/5)*B1555)+32","v":74.156}]
["20140306:0200",21.97,35.45,0,{"v":0,"d":"0.00"},0,319.55,1.74,323,97143,{"$f":"'Phoenix TMY 3'!$D$5","v":2019},"03","06","02","03/06/2019 02:00","2019-03-05T19:00:00",71.54599999999999]
["20140306:0300",21.26,36.12,0,{"v":0,"d":"0.00"},0,314.03,1.66,353,97149,{"$f":"'Phoenix TMY 3'!$D$5","v":2019},"03","06","03","03/06/2019 03:00","2019-03-05T20:00:00",70.268]
["20140306:0400",20.55,{"v":36.8,"d":"36.80"},0,{"v":0,"d":"0.00"},0,308.52,1.57,24,97155,{"$f":"'Phoenix TMY 3'!$D$5","v":2019},"03","06","04","03/06/2019 04:00","2019-03-05T21:00:00",68.99000000000001]
["20140306:0500",19.84,37.47,0,{"v":0,"d":"0.00"},0,{"v":303,"d":"303.00"},1.49,55,97162,{"$f":"'Phoenix TMY 3'!$D$5","v":2019},"03","06","05","03/06/2019 05:00","2019-03-05T22:00:00",67.712]
["20140306:0600",18.52,39.01,0,{"v":0,"d":"0.00"},0,300.05,1.54,88,97146,{"$f":"'Phoenix TMY 3'!$D$5","v":2019},"03","06","06","03/06/2019 06:00","2019-03-05T23:00:00",65.336]
["20140306:0700",{"v":17.2,"d":"17.20"},40.56,0,{"v":0,"d":"0.00"},0,{"v":297.1,"d":"297.10"},1.59,121,97130,{"$f":"'Phoenix TMY 3'!$D$5","v":2019},"03","06","07","03/06/2019 07:00","2019-03-06",62.96]
["20140306:0800",15.89,{"v":42.1,"d":"42.10"},0,{"v":0,"d":"0.00"},0,294.15,1.64,154,97114,{"$f":"'Phoenix TMY 3'!$D$5","v":2019},"03","06","08","03/06/2019 08:00","2019-03-06T01:00:00",60.602000000000004]
["20140306:0900",15.07,44.62,0,{"v":0,"d":"0.00"},0,292.05,1.61,158,97095,{"$f":"'Phoenix TMY 3'!$D$5","v":2019},"03","06","09","03/06/2019 09:00","2019-03-06T02:00:00",59.126000000000005]
["20140306:1000",14.26,47.13,0,{"v":0,"d":"0.00"},0,289.95,1.59,161,97075,{"$f":"'Phoenix TMY 3'!$D$5","v":2019},"03","06","10","03/06/2019 10:00","2019-03-06T03:00:00",57.668]
["20140306:1100",13.45,49.65,0,{"v":0,"d":"0.00"},0,287.85,1.56,165,97056,{"$f":"'Phoenix TMY 3'!$D$5","v":2019},"03","06","11","03/06/2019 11:00","2019-03-06T04:00:00",56.21]
["20140306:1200",13.28,56.33,0,{"v":0,"d":"0.00"},0,286.32,1.39,160,97088,{"$f":"'Phoenix TMY 3'!$D$5","v":2019},"03","06","12","03/06/2019 12:00","2019-03-06T05:00:00",55.903999999999996]
["20140306:1300",{"v":13.1,"d":"13.10"},{"v":63,"d":"63.00"},0,{"v":0,"d":"0.00"},0,284.78,1.22,155,97120,{"$f":"'Phoenix TMY 3'!$D$5","v":2019},"03","06","13","03/06/2019 13:00","2019-03-06T06:00:00",55.58]
["20140306:1400",12.93,69.68,12,{"v":0,"d":"0.00"},12,283.25,1.05,151,97152,{"$f":"'Phoenix TMY 3'!$D$5","v":2019},"03","06","14","03/06/2019 14:00","2019-03-06T07:00:00",55.274]
["20140306:1500",15.61,61.12,201,624.07,55,289.35,{"v":1.4,"d":"1.40"},178,97165,{"$f":"'Phoenix TMY 3'!$D$5","v":2019},"03","06","15","03/06/2019 15:00","2019-03-06T08:00:00",60.098]
["20140306:1600",18.29,52.55,418,802.24,76,295.45,1.76,206,97178,{"$f":"'Phoenix TMY 3'!$D$5","v":2019},"03","06","16","03/06/2019 16:00","2019-03-06T09:00:00",64.922]
["20140306:1700",20.96,43.99,609,887.13,89,301.55,2.11,233,97191,{"$f":"'Phoenix TMY 3'!$D$5","v":2019},"03","06","17","03/06/2019 17:00","2019-03-06T10:00:00",69.72800000000001]
["20140306:1800",22.37,39.57,751,{"v":930.8,"d":"930.80"},97,303.82,2.46,242,97130,{"$f":"'Phoenix TMY 3'!$D$5","v":2019},"03","06","18","03/06/2019 18:00","2019-03-06T11:00:00",72.266]
["20140306:1900",23.79,35.15,832,952.15,101,306.08,2.81,251,97069,{"$f":"'Phoenix TMY 3'!$D$5","v":2019},"03","06","19","03/06/2019 19:00","2019-03-06T12:00:00",74.822]
["20140306:2000",{"v":25.2,"d":"25.20"},30.73,843,954.85,101,308.35,3.16,259,97008,{"$f":"'Phoenix TMY 3'!$D$5","v":2019},"03","06","20","03/06/2019 20:00","2019-03-06T13:00:00",77.36]
["20140306:2100",{"v":25.3,"d":"25.30"},27.43,784,938.32,99,307.37,3.31,266,96960,{"$f":"'Phoenix TMY 3'!$D$5","v":2019},"03","06","21","03/06/2019 21:00","2019-03-06T14:00:00",77.53999999999999]
["20140306:2200",25.41,24.13,661,903.51,92,306.38,3.46,273,96912,{"$f":"'Phoenix TMY 3'!$D$5","v":2019},"03","06","22","03/06/2019 22:00","2019-03-06T15:00:00",77.738]
["20140306:2300",25.52,20.83,484,834.14,81,{"v":305.4,"d":"305.40"},3.61,280,96864,{"$f":"'Phoenix TMY 3'!$D$5","v":2019},"03","06","23","03/06/2019 23:00","2019-03-06T16:00:00",77.936]
["20140307:0000",23.71,22.49,272,685.81,64,305.25,3.49,284,96912,{"$f":"'Phoenix TMY 3'!$D$5","v":2019},"03","07","00","03/07/2019 00:00","2019-03-06T17:00:00",74.678]
["20140307:0100",{"v":21.9,"d":"21.90"},24.16,62,{"v":332.7,"d":"332.70"},30,{"v":305.1,"d":"305.10"},3.37,287,96960,{"$f":"'Phoenix TMY 3'!$D$5","v":2019},"03","07","01","03/07/2019 01:00","2019-03-06T18:00:00",71.42]
["20140307:0200",{"v":20.1,"d":"20.10"},25.82,0,{"v":0,"d":"0.00"},0,304.95,3.26,291,97008,{"$f":"'Phoenix TMY 3'!$D$5","v":2019},"03","07","02","03/07/2019 02:00","2019-03-06T19:00:00",68.18]
["20140307:0300",19.04,27.69,0,{"v":0,"d":"0.00"},0,303.63,2.91,302,97069,{"$f":"'Phoenix TMY 3'!$D$5","v":2019},"03","07","03","03/07/2019 03:00","2019-03-06T20:00:00",66.27199999999999]
["20140307:0400",17.98,29.57,0,{"v":0,"d":"0.00"},0,302.32,2.57,314,97130,{"$f":"'Phoenix TMY 3'!$D$5","v":2019},"03","07","04","03/07/2019 04:00","2019-03-06T21:00:00",64.364]
["20140307:0500",16.92,31.44,0,{"v":0,"d":"0.00"},0,{"v":301,"d":"301.00"},2.23,325,97191,{"$f":"'Phoenix TMY 3'!$D$5","v":2019},"03","07","05","03/07/2019 05:00","2019-03-06T22:00:00",62.456]
["20140307:0600",15.86,{"v":35.5,"d":"35.50"},0,{"v":0,"d":"0.00"},0,296.87,1.64,350,97226,{"$f":"'Phoenix TMY 3'!$D$5","v":2019},"03","07","06","03/07/2019 06:00","2019-03-06T23:00:00",60.548]
["20140307:0700",{"v":14.8,"d":"14.80"},39.57,0,{"v":0,"d":"0.00"},0,292.73,1.05,14,97261,{"$f":"'Phoenix TMY 3'!$D$5","v":2019},"03","07","07","03/07/2019 07:00","2019-03-07",58.64]
["20140307:0800",13.74,43.63,0,{"v":0,"d":"0.00"},0,{"v":288.6,"d":"288.60"},0.46,38,97296,{"$f":"'Phoenix TMY 3'!$D$5","v":2019},"03","07","08","03/07/2019 08:00","2019-03-07T01:00:00",56.732]
["20140307:0900",12.64,46.63,0,{"v":0,"d":"0.00"},0,285.57,1.21,46,97348,{"$f":"'Phoenix TMY 3'!$D$5","v":2019},"03","07","09","03/07/2019 09:00","2019-03-07T02:00:00",54.752]
["20140307:1000",11.55,49.63,0,{"v":0,"d":"0.00"},0,282.53,1.97,54,97399,{"$f":"'Phoenix TMY 3'!$D$5","v":2019},"03","07","10","03/07/2019 10:00","2019-03-07T03:00:00",52.790000000000006]
["20140307:1100",10.46,52.63,0,{"v":0,"d":"0.00"},0,{"v":279.5,"d":"279.50"},2.73,62,97450,{"$f":"'Phoenix TMY 3'!$D$5","v":2019},"03","07","11","03/07/2019 11:00","2019-03-07T04:00:00",50.828]
["20140307:1200",{"v":10.8,"d":"10.80"},51.67,0,{"v":0,"d":"0.00"},0,279.87,2.49,62,97533,{"$f":"'Phoenix TMY 3'!$D$5","v":2019},"03","07","12","03/07/2019 12:00","2019-03-07T05:00:00",51.44]
["20140307:1300",11.15,50.72,0,{"v":0,"d":"0.00"},0,280.23,2.24,62,97616,{"$f":"'Phoenix TMY 3'!$D$5","v":2019},"03","07","13","03/07/2019 13:00","2019-03-07T06:00:00",52.07]
["20140307:1400",11.49,49.76,14,{"v":0,"d":"0.00"},14,{"v":280.6,"d":"280.60"},{"v":2,"d":"2.00"},62,97700,{"$f":"'Phoenix TMY 3'!$D$5","v":2019},"03","07","14","03/07/2019 14:00","2019-03-07T07:00:00",52.682]
["20140307:1500",14.78,42.09,213,653.64,57,287.28,2.61,55,97741,{"$f":"'Phoenix TMY 3'!$D$5","v":2019},"03","07","15","03/07/2019 15:00","2019-03-07T08:00:00",58.604]
["20140307:1600",18.07,34.43,437,832.88,78,293.97,3.21,49,97783,{"$f":"'Phoenix TMY 3'!$D$5","v":2019},"03","07","16","03/07/2019 16:00","2019-03-07T09:00:00",64.52600000000001]
["20140307:1700",21.35,26.76,633,917.35,91,300.65,3.82,43,97825,{"$f":"'Phoenix TMY 3'!$D$5","v":2019},"03","07","17","03/07/2019 17:00","2019-03-07T10:00:00",70.43]
["20140307:1800",22.61,23.83,779,961.58,99,307.53,3.91,39,97780,{"$f":"'Phoenix TMY 3'!$D$5","v":2019},"03","07","18","03/07/2019 18:00","2019-03-07T11:00:00",72.69800000000001]
["20140307:1900",23.88,20.91,863,{"v":984.3,"d":"984.30"},103,314.42,{"v":4,"d":"4.00"},35,97735,{"$f":"'Phoenix TMY 3'!$D$5","v":2019},"03","07","19","03/07/2019 19:00","2019-03-07T12:00:00",74.98400000000001]
["20140307:2000",25.14,17.98,874,{"v":985.6,"d":"985.60"},104,{"v":321.3,"d":"321.30"},4.08,31,97690,{"$f":"'Phoenix TMY 3'!$D$5","v":2019},"03","07","20","03/07/2019 20:00","2019-03-07T13:00:00",77.25200000000001]
["20140307:2100",24.87,17.04,814,971.47,101,314.72,4.42,29,97661,{"$f":"'Phoenix TMY 3'!$D$5","v":2019},"03","07","21","03/07/2019 21:00","2019-03-07T14:00:00",76.766]
["20140307:2200",{"v":24.6,"d":"24.60"},16.09,688,937.77,94,308.13,4.76,27,97632,{"$f":"'Phoenix TMY 3'!$D$5","v":2019},"03","07","22","03/07/2019 22:00","2019-03-07T15:00:00",76.28]
["20140307:2300",24.34,15.15,506,869.42,83,301.55,{"v":5.1,"d":"5.10"},24,97604,{"$f":"'Phoenix TMY 3'!$D$5","v":2019},"03","07","23","03/07/2019 23:00","2019-03-07T16:00:00",75.812]
["20140308:0000",23.06,18.23,288,{"v":731,"d":"731.00"},64,297.12,5.01,26,97674,{"$f":"'Phoenix TMY 3'!$D$5","v":2019},"03","08","00","03/08/2019 00:00","2019-03-07T17:00:00",73.508]
["20140308:0100",21.79,{"v":21.3,"d":"21.30"},69,383.31,31,292.68,4.92,29,97745,{"$f":"'Phoenix TMY 3'!$D$5","v":2019},"03","08","01","03/08/2019 01:00","2019-03-07T18:00:00",71.22200000000001]
["20140308:0200",20.52,24.38,0,{"v":0,"d":"0.00"},0,288.25,4.83,31,97815,{"$f":"'Phoenix TMY 3'!$D$5","v":2019},"03","08","02","03/08/2019 02:00","2019-03-07T19:00:00",68.936]
["20140308:0300",19.67,25.73,0,{"v":0,"d":"0.00"},0,{"v":286.8,"d":"286.80"},{"v":4.7,"d":"4.70"},42,97892,{"$f":"'Phoenix TMY 3'!$D$5","v":2019},"03","08","03","03/08/2019 03:00","2019-03-07T20:00:00",67.406]
["20140308:0400",18.83,27.08,0,{"v":0,"d":"0.00"},0,285.35,4.58,53,97969,{"$f":"'Phoenix TMY 3'!$D$5","v":2019},"03","08","04","03/08/2019 04:00","2019-03-07T21:00:00",65.894]
["20140308:0500",17.99,28.43,0,{"v":0,"d":"0.00"},0,{"v":283.9,"d":"283.90"},4.46,64,98046,{"$f":"'Phoenix TMY 3'!$D$5","v":2019},"03","08","05","03/08/2019 05:00","2019-03-07T22:00:00",64.382]
["20140308:0600",17.25,31.86,0,{"v":0,"d":"0.00"},0,283.58,4.32,71,98103,{"$f":"'Phoenix TMY 3'!$D$5","v":2019},"03","08","06","03/08/2019 06:00","2019-03-07T23:00:00",63.05]
["20140308:0700",16.51,{"v":35.3,"d":"35.30"},0,{"v":0,"d":"0.00"},0,283.27,4.18,78,98161,{"$f":"'Phoenix TMY 3'!$D$5","v":2019},"03","08","07","03/08/2019 07:00","2019-03-08",61.718]
["20140308:0800",15.77,38.73,0,{"v":0,"d":"0.00"},0,282.95,4.04,85,98218,{"$f":"'Phoenix TMY 3'!$D$5","v":2019},"03","08","08","03/08/2019 08:00","2019-03-08T01:00:00",60.385999999999996]
["20140308:0900",15.12,41.37,0,{"v":0,"d":"0.00"},0,279.83,3.99,81,98257,{"$f":"'Phoenix TMY 3'!$D$5","v":2019},"03","08","09","03/08/2019 09:00","2019-03-08T02:00:00",59.215999999999994]
["20140308:1000",14.48,44.02,0,{"v":0,"d":"0.00"},0,276.72,3.94,76,98295,{"$f":"'Phoenix TMY 3'!$D$5","v":2019},"03","08","10","03/08/2019 10:00","2019-03-08T03:00:00",58.064]
["20140308:1100",13.84,46.66,0,{"v":0,"d":"0.00"},0,{"v":273.6,"d":"273.60"},3.89,72,98334,{"$f":"'Phoenix TMY 3'!$D$5","v":2019},"03","08","11","03/08/2019 11:00","2019-03-08T04:00:00",56.912]
["20140308:1200",14.05,46.47,0,{"v":0,"d":"0.00"},0,272.88,3.61,73,98346,{"$f":"'Phoenix TMY 3'!$D$5","v":2019},"03","08","12","03/08/2019 12:00","2019-03-08T05:00:00",57.290000000000006]
["20140308:1300",14.27,46.27,0,{"v":0,"d":"0.00"},0,272.17,3.34,75,98359,{"$f":"'Phoenix TMY 3'!$D$5","v":2019},"03","08","13","03/08/2019 13:00","2019-03-08T06:00:00",57.686]
["20140308:1400",14.48,46.08,16,{"v":0,"d":"0.00"},16,271.45,3.06,77,98372,{"$f":"'Phoenix TMY 3'!$D$5","v":2019},"03","08","14","03/08/2019 14:00","2019-03-08T07:00:00",58.064]
["20140308:1500",16.57,38.82,223,681.99,57,272.43,3.54,81,98369,{"$f":"'Phoenix TMY 3'!$D$5","v":2019},"03","08","15","03/08/2019 15:00","2019-03-08T08:00:00",61.826]
["20140308:1600",18.66,31.55,449,853.65,77,273.42,4.02,85,98366,{"$f":"'Phoenix TMY 3'!$D$5","v":2019},"03","08","16","03/08/2019 16:00",{"$f":"(DATEVALUE(O1618)+TIMEVALUE(O1618))+($P$16/24)","v":"2019-03-08T09:00:00"},65.588]
["20140308:1700",20.75,24.29,647,935.33,90,{"v":274.4,"d":"274.40"},{"v":4.5,"d":"4.50"},89,98363,{"$f":"'Phoenix TMY 3'!$D$5","v":2019},{"$f":"MID(A1619,5,2)","v":"03"},{"$f":"MID(A1619,7,2)","v":"08"},{"$f":"MID(A1619,10,2)","v":"17"},{"$f":"L1619&\"/\"&M1619&\"/\"&K1619&\" \"&N1619&\":00\"","v":"03/08/2019 17:00"},"2019-03-08T10:00:00",{"$f":"((9/5)*B1619)+32","v":69.35}]
["20140308:1800",22.02,21.88,794,977.92,98,276.37,{"v":4.1,"d":"4.10"},87,98257,{"$f":"'Phoenix TMY 3'!$D$5","v":2019},"03","08","18","03/08/2019 18:00","2019-03-08T11:00:00",71.636]
["20140308:1900",23.29,19.47,877,{"v":998.1,"d":"998.10"},102,278.33,{"v":3.7,"d":"3.70"},85,98151,{"$f":"'Phoenix TMY 3'!$D$5","v":2019},"03","08","19","03/08/2019 19:00","2019-03-08T12:00:00",73.922]
["20140308:2000",24.56,17.06,887,999.51,102,{"v":280.3,"d":"280.30"},{"v":3.3,"d":"3.30"},83,98046,{"$f":"'Phoenix TMY 3'!$D$5","v":2019},"03","08","20","03/08/2019 20:00","2019-03-08T13:00:00",76.208]
["20140308:2100",24.72,16.24,824,982.62,99,280.23,2.32,79,97959,{"$f":"'Phoenix TMY 3'!$D$5","v":2019},"03","08","21","03/08/2019 21:00","2019-03-08T14:00:00",76.49600000000001]
["20140308:2200",24.88,15.43,695,946.57,92,280.17,1.35,76,97873,{"$f":"'Phoenix TMY 3'!$D$5","v":2019},"03","08","22","03/08/2019 22:00","2019-03-08T15:00:00",76.78399999999999]
["20140308:2300",25.05,14.61,511,875.69,82,{"v":280.1,"d":"280.10"},0.37,72,97786,{"$f":"'Phoenix TMY 3'!$D$5","v":2019},"03","08","23","03/08/2019 23:00","2019-03-08T16:00:00",77.09]
["20140309:0000",23.78,16.96,291,733.35,64,279.62,0.98,90,97777,{"$f":"'Phoenix TMY 3'!$D$5","v":2019},"03","09","00","03/09/2019 00:00","2019-03-08T17:00:00",74.804]
["20140309:0100",22.51,{"v":19.3,"d":"19.30"},71,{"v":382.1,"d":"382.10"},32,279.13,{"v":1.6,"d":"1.60"},107,97767,{"$f":"'Phoenix TMY 3'!$D$5","v":2019},"03","09","01","03/09/2019 01:00","2019-03-08T18:00:00",72.518]
["20140309:0200",21.24,21.65,0,{"v":0,"d":"0.00"},0,278.65,2.21,124,97757,{"$f":"'Phoenix TMY 3'!$D$5","v":2019},"03","09","02","03/09/2019 02:00","2019-03-08T19:00:00",70.232]
["20140309:0300",20.38,25.02,0,{"v":0,"d":"0.00"},0,279.25,2.17,122,97786,{"$f":"'Phoenix TMY 3'!$D$5","v":2019},"03","09","03","03/09/2019 03:00","2019-03-08T20:00:00",68.684]
["20140309:0400",19.53,{"v":28.4,"d":"28.40"},0,{"v":0,"d":"0.00"},0,279.85,2.14,119,97815,{"$f":"'Phoenix TMY 3'!$D$5","v":2019},"03","09","04","03/09/2019 04:00","2019-03-08T21:00:00",67.154]
["20140309:0500",18.68,31.77,0,{"v":0,"d":"0.00"},0,280.45,2.11,116,97844,{"$f":"'Phoenix TMY 3'!$D$5","v":2019},"03","09","05","03/09/2019 05:00","2019-03-08T22:00:00",65.624]
["20140309:0600",16.83,39.11,0,{"v":0,"d":"0.00"},0,{"v":277.9,"d":"277.90"},2.07,111,97828,{"$f":"'Phoenix TMY 3'!$D$5","v":2019},"03","09","06","03/09/2019 06:00","2019-03-08T23:00:00",62.294]
["20140309:0700",14.98,46.44,0,{"v":0,"d":"0.00"},0,275.35,2.03,105,97812,{"$f":"'Phoenix TMY 3'!$D$5","v":2019},"03","09","07","03/09/2019 07:00","2019-03-09",58.964]
["20140309:0800",13.13,53.78,0,{"v":0,"d":"0.00"},0,{"v":272.8,"d":"272.80"},1.99,100,97796,{"$f":"'Phoenix TMY 3'!$D$5","v":2019},"03","09","08","03/09/2019 08:00","2019-03-09T01:00:00",55.634]
["20140309:0900",12.15,57.09,0,{"v":0,"d":"0.00"},0,269.97,2.03,97,97786,{"$f":"'Phoenix TMY 3'!$D$5","v":2019},"03","09","09","03/09/2019 09:00","2019-03-09T02:00:00",53.870000000000005]
["20140309:1000",11.17,60.39,0,{"v":0,"d":"0.00"},0,267.13,2.07,94,97777,{"$f":"'Phoenix TMY 3'!$D$5","v":2019},"03","09","10","03/09/2019 10:00","2019-03-09T03:00:00",52.106]
["20140309:1100",10.19,{"v":63.7,"d":"63.70"},0,{"v":0,"d":"0.00"},0,{"v":264.3,"d":"264.30"},2.11,90,97767,{"$f":"'Phoenix TMY 3'!$D$5","v":2019},"03","09","11","03/09/2019 11:00","2019-03-09T04:00:00",50.342]
["20140309:1200",10.43,61.68,0,{"v":0,"d":"0.00"},0,264.18,{"v":1.8,"d":"1.80"},86,97799,{"$f":"'Phoenix TMY 3'!$D$5","v":2019},"03","09","12","03/09/2019 12:00","2019-03-09T05:00:00",50.774]
["20140309:1300",10.67,59.65,0,{"v":0,"d":"0.00"},0,264.07,1.49,82,97831,{"$f":"'Phoenix TMY 3'!$D$5","v":2019},"03","09","13","03/09/2019 13:00","2019-03-09T06:00:00",51.206]
["20140309:1400",10.91,57.63,17,{"v":0,"d":"0.00"},17,263.95,1.19,78,97863,{"$f":"'Phoenix TMY 3'!$D$5","v":2019},"03","09","14","03/09/2019 14:00","2019-03-09T07:00:00",51.638000000000005]
["20140309:1500",14.57,46.03,225,676.96,57,270.93,1.02,78,97863,{"$f":"'Phoenix TMY 3'!$D$5","v":2019},"03","09","15","03/09/2019 15:00","2019-03-09T08:00:00",58.226]
["20140309:1600",18.24,34.44,450,844.44,78,277.92,0.85,77,97863,{"$f":"'Phoenix TMY 3'!$D$5","v":2019},"03","09","16","03/09/2019 16:00","2019-03-09T09:00:00",64.832]
["20140309:1700",{"v":21.9,"d":"21.90"},22.84,645,924.72,90,{"v":284.9,"d":"284.90"},0.68,76,97863,{"$f":"'Phoenix TMY 3'!$D$5","v":2019},"03","09","17","03/09/2019 17:00","2019-03-09T10:00:00",71.42]
["20140309:1800",23.18,20.68,790,966.15,98,291.12,0.63,26,97764,{"$f":"'Phoenix TMY 3'!$D$5","v":2019},"03","09","18","03/09/2019 18:00","2019-03-09T11:00:00",73.724]
["20140309:1900",24.46,18.52,872,987.43,101,297.33,0.59,335,97664,{"$f":"'Phoenix TMY 3'!$D$5","v":2019},"03","09","19","03/09/2019 19:00","2019-03-09T12:00:00",76.028]
["20140309:2000",25.74,16.36,882,987.99,102,303.55,0.55,285,97565,{"$f":"'Phoenix TMY 3'!$D$5","v":2019},"03","09","20","03/09/2019 20:00","2019-03-09T13:00:00",78.332]
["20140309:2100",25.91,15.56,822,974.83,99,301.17,0.76,285,97482,{"$f":"'Phoenix TMY 3'!$D$5","v":2019},"03","09","21","03/09/2019 21:00","2019-03-09T14:00:00",78.638]
["20140309:2200",26.09,14.76,694,939.72,92,298.78,0.97,285,97399,{"$f":"'Phoenix TMY 3'!$D$5","v":2019},"03","09","22","03/09/2019 22:00","2019-03-09T15:00:00",78.962]
["20140309:2300",26.27,13.96,511,869.78,82,{"v":296.4,"d":"296.40"},1.19,285,97315,{"$f":"'Phoenix TMY 3'!$D$5","v":2019},"03","09","23","03/09/2019 23:00","2019-03-09T16:00:00",79.286]
["20140310:0000",24.89,18.66,292,726.12,65,293.45,1.22,288,97322,{"$f":"'Phoenix TMY 3'!$D$5","v":2019},"03","10","00","03/10/2019 00:00","2019-03-09T17:00:00",76.80199999999999]
["20140310:0100",23.52,23.37,73,381.03,33,{"v":290.5,"d":"290.50"},1.26,290,97328,{"$f":"'Phoenix TMY 3'!$D$5","v":2019},"03","10","01","03/10/2019 01:00","2019-03-09T18:00:00",74.336]
["20140310:0200",22.15,28.07,0,{"v":0,"d":"0.00"},0,287.55,{"v":1.3,"d":"1.30"},293,97335,{"$f":"'Phoenix TMY 3'!$D$5","v":2019},"03","10","02","03/10/2019 02:00","2019-03-09T19:00:00",71.87]
["20140310:0300",21.05,28.04,0,{"v":0,"d":"0.00"},0,286.55,1.17,281,97344,{"$f":"'Phoenix TMY 3'!$D$5","v":2019},"03","10","03","03/10/2019 03:00","2019-03-09T20:00:00",69.89]
["20140310:0400",19.95,28.02,0,{"v":0,"d":"0.00"},0,285.55,1.05,269,97354,{"$f":"'Phoenix TMY 3'!$D$5","v":2019},"03","10","04","03/10/2019 04:00","2019-03-09T21:00:00",67.91]
["20140310:0500",18.86,27.99,0,{"v":0,"d":"0.00"},0,284.55,0.92,256,97364,{"$f":"'Phoenix TMY 3'!$D$5","v":2019},"03","10","05","03/10/2019 05:00","2019-03-09T22:00:00",65.94800000000001]
["20140310:0600",17.82,28.68,0,{"v":0,"d":"0.00"},0,282.75,1.24,241,97354,{"$f":"'Phoenix TMY 3'!$D$5","v":2019},"03","10","06","03/10/2019 06:00","2019-03-09T23:00:00",64.076]
["20140310:0700",16.78,29.38,0,{"v":0,"d":"0.00"},0,280.95,1.56,226,97344,{"$f":"'Phoenix TMY 3'!$D$5","v":2019},"03","10","07","03/10/2019 07:00","2019-03-10",62.20400000000001]
["20140310:0800",15.75,30.07,0,{"v":0,"d":"0.00"},0,279.15,1.88,211,97335,{"$f":"'Phoenix TMY 3'!$D$5","v":2019},"03","10","08","03/10/2019 08:00","2019-03-10T01:00:00",60.35]
["20140310:0900",15.01,31.61,0,{"v":0,"d":"0.00"},0,277.45,1.76,204,97309,{"$f":"'Phoenix TMY 3'!$D$5","v":2019},"03","10","09","03/10/2019 09:00","2019-03-10T02:00:00",59.018]
["20140310:1000",14.28,33.16,0,{"v":0,"d":"0.00"},0,275.75,1.65,197,97283,{"$f":"'Phoenix TMY 3'!$D$5","v":2019},"03","10","10","03/10/2019 10:00","2019-03-10T03:00:00",57.704]
["20140310:1100",13.55,{"v":34.7,"d":"34.70"},0,{"v":0,"d":"0.00"},0,274.05,1.53,190,97258,{"$f":"'Phoenix TMY 3'!$D$5","v":2019},"03","10","11","03/10/2019 11:00","2019-03-10T04:00:00",56.39]
["20140310:1200",{"v":13.1,"d":"13.10"},37.58,0,{"v":0,"d":"0.00"},0,272.92,1.49,186,97309,{"$f":"'Phoenix TMY 3'!$D$5","v":2019},"03","10","12","03/10/2019 12:00","2019-03-10T05:00:00",55.58]
["20140310:1300",12.65,40.45,0,{"v":0,"d":"0.00"},0,271.78,1.46,181,97360,{"$f":"'Phoenix TMY 3'!$D$5","v":2019},"03","10","13","03/10/2019 13:00","2019-03-10T06:00:00",54.769999999999996]
["20140310:1400",{"v":12.2,"d":"12.20"},43.33,27,219.78,18,270.65,1.42,176,97412,{"$f":"'Phoenix TMY 3'!$D$5","v":2019},"03","10","14","03/10/2019 14:00","2019-03-10T07:00:00",53.96]
["20140310:1500",15.55,34.88,228,672.06,58,276.65,1.23,198,97418,{"$f":"'Phoenix TMY 3'!$D$5","v":2019},"03","10","15","03/10/2019 15:00","2019-03-10T08:00:00",59.99]
["20140310:1600",{"v":18.9,"d":"18.90"},26.43,451,837.66,78,282.65,1.03,220,97424,{"$f":"'Phoenix TMY 3'!$D$5","v":2019},"03","10","16","03/10/2019 16:00","2019-03-10T09:00:00",66.02]
["20140310:1700",22.25,17.98,645,917.58,90,288.65,0.84,242,97431,{"$f":"'Phoenix TMY 3'!$D$5","v":2019},"03","10","17","03/10/2019 17:00","2019-03-10T10:00:00",72.05000000000001]
["20140310:1800",23.71,15.13,790,960.09,98,290.82,1.16,250,97338,{"$f":"'Phoenix TMY 3'!$D$5","v":2019},"03","10","18","03/10/2019 18:00","2019-03-10T11:00:00",74.678]
["20140310:1900",25.16,12.27,873,982.01,102,292.98,1.49,259,97245,{"$f":"'Phoenix TMY 3'!$D$5","v":2019},"03","10","19","03/10/2019 19:00","2019-03-10T12:00:00",77.28800000000001]
["20140310:2000",26.62,9.42,885,{"v":986.7,"d":"986.70"},102,295.15,1.81,268,97152,{"$f":"'Phoenix TMY 3'!$D$5","v":2019},"03","10","20","03/10/2019 20:00","2019-03-10T13:00:00",79.916]
["20140310:2100",26.63,8.67,826,975.21,99,294.42,{"v":2.3,"d":"2.30"},269,97104,{"$f":"'Phoenix TMY 3'!$D$5","v":2019},"03","10","21","03/10/2019 21:00","2019-03-10T14:00:00",79.934]
["20140310:2200",26.64,7.91,701,943.86,93,293.68,2.79,271,97056,{"$f":"'Phoenix TMY 3'!$D$5","v":2019},"03","10","22","03/10/2019 22:00","2019-03-10T15:00:00",79.952]
["20140310:2300",26.66,7.16,520,882.13,82,292.95,3.28,272,97008,{"$f":"'Phoenix TMY 3'!$D$5","v":2019},"03","10","23","03/10/2019 23:00","2019-03-10T16:00:00",79.988]
["20140311:0000",{"v":24.6,"d":"24.60"},9.19,219,326.29,116,291.87,2.91,275,97079,{"$f":"'Phoenix TMY 3'!$D$5","v":2019},"03","11","00","03/11/2019 00:00","2019-03-10T17:00:00",76.28]
["20140311:0100",22.55,11.22,77,398.64,34,290.78,2.53,277,97149,{"$f":"'Phoenix TMY 3'!$D$5","v":2019},"03","11","01","03/11/2019 01:00","2019-03-10T18:00:00",72.59]
["20140311:0200",{"v":20.5,"d":"20.50"},13.25,0,{"v":0,"d":"0.00"},0,{"v":289.7,"d":"289.70"},2.15,280,97219,{"$f":"'Phoenix TMY 3'!$D$5","v":2019},"03","11","02","03/11/2019 02:00","2019-03-10T19:00:00",68.9]
["20140311:0300",{"v":19.4,"d":"19.40"},15.48,0,{"v":0,"d":"0.00"},0,290.57,2.25,294,97245,{"$f":"'Phoenix TMY 3'!$D$5","v":2019},"03","11","03","03/11/2019 03:00","2019-03-10T20:00:00",66.92]
["20140311:0400",{"v":18.3,"d":"18.30"},17.71,0,{"v":0,"d":"0.00"},0,291.43,2.34,308,97271,{"$f":"'Phoenix TMY 3'!$D$5","v":2019},"03","11","04","03/11/2019 04:00","2019-03-10T21:00:00",64.94]
["20140311:0500",17.21,19.94,0,{"v":0,"d":"0.00"},0,{"v":292.3,"d":"292.30"},2.44,322,97296,{"$f":"'Phoenix TMY 3'!$D$5","v":2019},"03","11","05","03/11/2019 05:00","2019-03-10T22:00:00",62.978]
["20140311:0600",{"v":15.9,"d":"15.90"},23.26,0,{"v":0,"d":"0.00"},0,288.02,1.78,0,97306,{"$f":"'Phoenix TMY 3'!$D$5","v":2019},"03","11","06","03/11/2019 06:00","2019-03-10T23:00:00",60.620000000000005]
["20140311:0700",14.59,26.57,0,{"v":0,"d":"0.00"},0,283.73,1.13,39,97315,{"$f":"'Phoenix TMY 3'!$D$5","v":2019},"03","11","07","03/11/2019 07:00","2019-03-11",58.262]
["20140311:0800",13.28,29.89,0,{"v":0,"d":"0.00"},0,279.45,0.47,77,97325,{"$f":"'Phoenix TMY 3'!$D$5","v":2019},"03","11","08","03/11/2019 08:00",{"$f":"(DATEVALUE(O1682)+TIMEVALUE(O1682))+($P$16/24)","v":"2019-03-11T01:00:00"},55.903999999999996]
["20140311:0900",12.41,33.06,0,{"v":0,"d":"0.00"},0,278.02,1.06,84,97354,{"$f":"'Phoenix TMY 3'!$D$5","v":2019},{"$f":"MID(A1683,5,2)","v":"03"},{"$f":"MID(A1683,7,2)","v":"11"},{"$f":"MID(A1683,10,2)","v":"09"},{"$f":"L1683&\"/\"&M1683&\"/\"&K1683&\" \"&N1683&\":00\"","v":"03/11/2019 09:00"},"2019-03-11T02:00:00",{"$f":"((9/5)*B1683)+32","v":54.338}]
["20140311:1000",11.55,36.24,0,{"v":0,"d":"0.00"},0,276.58,1.65,90,97383,{"$f":"'Phoenix TMY 3'!$D$5","v":2019},"03","11","10","03/11/2019 10:00","2019-03-11T03:00:00",52.790000000000006]
["20140311:1100",10.69,39.41,0,{"v":0,"d":"0.00"},0,275.15,2.23,96,97412,{"$f":"'Phoenix TMY 3'!$D$5","v":2019},"03","11","11","03/11/2019 11:00","2019-03-11T04:00:00",51.242000000000004]
["20140311:1200",10.66,38.75,0,{"v":0,"d":"0.00"},0,273.75,2.28,89,97508,{"$f":"'Phoenix TMY 3'!$D$5","v":2019},"03","11","12","03/11/2019 12:00","2019-03-11T05:00:00",51.188]
["20140311:1300",10.64,{"v":38.1,"d":"38.10"},0,{"v":0,"d":"0.00"},0,272.35,2.33,81,97604,{"$f":"'Phoenix TMY 3'!$D$5","v":2019},"03","11","13","03/11/2019 13:00","2019-03-11T06:00:00",51.152]
["20140311:1400",10.61,37.44,31,{"v":240.6,"d":"240.60"},20,270.95,2.37,74,97700,{"$f":"'Phoenix TMY 3'!$D$5","v":2019},"03","11","14","03/11/2019 14:00","2019-03-11T07:00:00",51.098]
["20140311:1500",14.24,30.74,236,686.69,59,278.37,2.57,76,97693,{"$f":"'Phoenix TMY 3'!$D$5","v":2019},"03","11","15","03/11/2019 15:00","2019-03-11T08:00:00",57.632000000000005]
["20140311:1600",17.88,24.03,461,848.78,79,285.78,2.77,79,97687,{"$f":"'Phoenix TMY 3'!$D$5","v":2019},"03","11","16","03/11/2019 16:00","2019-03-11T09:00:00",64.184]
["20140311:1700",21.51,17.33,655,925.33,91,{"v":293.2,"d":"293.20"},2.97,81,97680,{"$f":"'Phoenix TMY 3'!$D$5","v":2019},"03","11","17","03/11/2019 17:00","2019-03-11T10:00:00",70.718]
["20140311:1800",23.22,15.12,797,962.41,99,297.33,2.82,102,97600,{"$f":"'Phoenix TMY 3'!$D$5","v":2019},"03","11","18","03/11/2019 18:00","2019-03-11T11:00:00",73.79599999999999]
["20140311:1900",24.93,12.92,876,980.48,102,301.47,2.68,123,97520,{"$f":"'Phoenix TMY 3'!$D$5","v":2019},"03","11","19","03/11/2019 19:00","2019-03-11T12:00:00",76.874]
["20140311:2000",26.64,10.71,883,977.94,103,{"v":305.6,"d":"305.60"},2.54,144,97440,{"$f":"'Phoenix TMY 3'!$D$5","v":2019},"03","11","20","03/11/2019 20:00","2019-03-11T13:00:00",79.952]
["20140311:2100",26.77,10.83,820,{"v":962.3,"d":"962.30"},99,305.58,{"v":2.2,"d":"2.20"},148,97376,{"$f":"'Phoenix TMY 3'!$D$5","v":2019},"03","11","21","03/11/2019 21:00","2019-03-11T14:00:00",80.186]
["20140311:2200",26.91,10.94,692,924.85,93,305.57,1.87,152,97312,{"$f":"'Phoenix TMY 3'!$D$5","v":2019},"03","11","22","03/11/2019 22:00","2019-03-11T15:00:00",80.438]
["20140311:2300",27.05,11.06,510,856.37,82,305.55,1.53,157,97248,{"$f":"'Phoenix TMY 3'!$D$5","v":2019},"03","11","23","03/11/2019 23:00","2019-03-11T16:00:00",80.69]
["20140312:0000",25.05,14.76,293,715.43,65,302.67,2.18,105,97280,{"$f":"'Phoenix TMY 3'!$D$5","v":2019},"03","12","00","03/12/2019 00:00","2019-03-11T17:00:00",77.09]
["20140312:0100",23.05,18.47,76,388.32,33,299.78,2.84,53,97312,{"$f":"'Phoenix TMY 3'!$D$5","v":2019},"03","12","01","03/12/2019 01:00","2019-03-11T18:00:00",73.49000000000001]
["20140312:0200",21.06,22.17,0,{"v":0,"d":"0.00"},0,{"v":296.9,"d":"296.90"},3.49,1,97344,{"$f":"'Phoenix TMY 3'!$D$5","v":2019},"03","12","02","03/12/2019 02:00","2019-03-11T19:00:00",69.908]
["20140312:0300",19.62,25.16,0,{"v":0,"d":"0.00"},0,293.95,3.48,23,97354,{"$f":"'Phoenix TMY 3'!$D$5","v":2019},"03","12","03","03/12/2019 03:00","2019-03-11T20:00:00",67.316]
["20140312:0400",18.19,28.15,0,{"v":0,"d":"0.00"},0,{"v":291,"d":"291.00"},3.46,46,97364,{"$f":"'Phoenix TMY 3'!$D$5","v":2019},"03","12","04","03/12/2019 04:00","2019-03-11T21:00:00",64.742]
["20140312:0500",16.76,31.14,0,{"v":0,"d":"0.00"},0,288.05,3.45,69,97373,{"$f":"'Phoenix TMY 3'!$D$5","v":2019},"03","12","05","03/12/2019 05:00","2019-03-11T22:00:00",62.168000000000006]
["20140312:0600",15.87,32.41,0,{"v":0,"d":"0.00"},0,286.08,{"v":3.5,"d":"3.50"},74,97357,{"$f":"'Phoenix TMY 3'!$D$5","v":2019},"03","12","06","03/12/2019 06:00","2019-03-11T23:00:00",60.566]
["20140312:0700",14.98,33.68,0,{"v":0,"d":"0.00"},0,284.12,3.55,79,97341,{"$f":"'Phoenix TMY 3'!$D$5","v":2019},"03","12","07","03/12/2019 07:00","2019-03-12",58.964]
["20140312:0800",{"v":14.1,"d":"14.10"},34.95,0,{"v":0,"d":"0.00"},0,282.15,{"v":3.6,"d":"3.60"},84,97325,{"$f":"'Phoenix TMY 3'!$D$5","v":2019},"03","12","08","03/12/2019 08:00","2019-03-12T01:00:00",57.379999999999995]
["20140312:0900",13.55,{"v":37.1,"d":"37.10"},0,{"v":0,"d":"0.00"},0,280.87,3.37,84,97312,{"$f":"'Phoenix TMY 3'!$D$5","v":2019},"03","12","09","03/12/2019 09:00","2019-03-12T02:00:00",56.39]
["20140312:1000",13.01,39.25,0,{"v":0,"d":"0.00"},0,279.58,3.13,85,97299,{"$f":"'Phoenix TMY 3'!$D$5","v":2019},"03","12","10","03/12/2019 10:00","2019-03-12T03:00:00",55.418]
["20140312:1100",12.47,{"v":41.4,"d":"41.40"},0,{"v":0,"d":"0.00"},0,{"v":278.3,"d":"278.30"},{"v":2.9,"d":"2.90"},85,97287,{"$f":"'Phoenix TMY 3'!$D$5","v":2019},"03","12","11","03/12/2019 11:00","2019-03-12T04:00:00",54.446]
["20140312:1200",13.05,40.23,0,{"v":0,"d":"0.00"},0,{"v":277.9,"d":"277.90"},2.62,89,97306,{"$f":"'Phoenix TMY 3'!$D$5","v":2019},"03","12","12","03/12/2019 12:00","2019-03-12T05:00:00",55.49]
["20140312:1300",13.64,39.07,0,{"v":0,"d":"0.00"},0,{"v":277.5,"d":"277.50"},2.34,92,97325,{"$f":"'Phoenix TMY 3'!$D$5","v":2019},"03","12","13","03/12/2019 13:00","2019-03-12T06:00:00",56.55200000000001]
["20140312:1400",14.22,{"v":37.9,"d":"37.90"},32,237.55,20,{"v":277.1,"d":"277.10"},2.07,95,97344,{"$f":"'Phoenix TMY 3'!$D$5","v":2019},"03","12","14","03/12/2019 14:00","2019-03-12T07:00:00",57.596000000000004]
["20140312:1500",17.15,31.09,234,666.48,59,282.27,2.63,108,97325,{"$f":"'Phoenix TMY 3'!$D$5","v":2019},"03","12","15","03/12/2019 15:00","2019-03-12T08:00:00",62.87]
["20140312:1600",20.08,24.29,454,826.69,78,287.43,3.19,121,97306,{"$f":"'Phoenix TMY 3'!$D$5","v":2019},"03","12","16","03/12/2019 16:00","2019-03-12T09:00:00",68.144]
["20140312:1700",{"v":23,"d":"23.00"},17.48,645,903.66,90,{"v":292.6,"d":"292.60"},3.75,135,97287,{"$f":"'Phoenix TMY 3'!$D$5","v":2019},"03","12","17","03/12/2019 17:00","2019-03-12T10:00:00",73.4]
["20140312:1800",24.23,{"v":16.3,"d":"16.30"},429,101.41,355,{"v":296.6,"d":"296.60"},3.32,166,97216,{"$f":"'Phoenix TMY 3'!$D$5","v":2019},"03","12","18","03/12/2019 18:00","2019-03-12T11:00:00",75.614]
["20140312:1900",25.47,15.12,625,298.61,388,{"v":300.6,"d":"300.60"},2.89,198,97146,{"$f":"'Phoenix TMY 3'!$D$5","v":2019},"03","12","19","03/12/2019 19:00","2019-03-12T12:00:00",77.846]
["20140312:2000",{"v":26.7,"d":"26.70"},13.94,875,964.32,102,{"v":304.6,"d":"304.60"},2.46,229,97075,{"$f":"'Phoenix TMY 3'!$D$5","v":2019},"03","12","20","03/12/2019 20:00","2019-03-12T13:00:00",80.06]
["20140312:2100",26.53,13.59,420,79.68,360,306.12,1.89,239,97024,{"$f":"'Phoenix TMY 3'!$D$5","v":2019},"03","12","21","03/12/2019 21:00","2019-03-12T14:00:00",79.754]
["20140312:2200",26.36,13.25,390,119.79,312,307.63,1.33,249,96973,{"$f":"'Phoenix TMY 3'!$D$5","v":2019},"03","12","22","03/12/2019 22:00","2019-03-12T15:00:00",79.44800000000001]
["20140312:2300",{"v":26.2,"d":"26.20"},{"v":12.9,"d":"12.90"},202,23.86,190,309.15,0.77,260,96922,{"$f":"'Phoenix TMY 3'!$D$5","v":2019},"03","12","23","03/12/2019 23:00","2019-03-12T16:00:00",79.16]
["20140313:0000",24.56,16.42,292,705.68,65,306.02,1.47,269,96925,{"$f":"'Phoenix TMY 3'!$D$5","v":2019},"03","13","00","03/13/2019 00:00","2019-03-12T17:00:00",76.208]
["20140313:0100",22.93,19.95,47,70.44,39,302.88,2.17,278,96928,{"$f":"'Phoenix TMY 3'!$D$5","v":2019},"03","13","01","03/13/2019 01:00","2019-03-12T18:00:00",73.274]
["20140313:0200",{"v":21.3,"d":"21.30"},23.47,0,{"v":0,"d":"0.00"},0,299.75,2.87,288,96931,{"$f":"'Phoenix TMY 3'!$D$5","v":2019},"03","13","02","03/13/2019 02:00","2019-03-12T19:00:00",70.34]
["20140313:0300",20.09,24.66,0,{"v":0,"d":"0.00"},0,299.57,2.37,282,96963,{"$f":"'Phoenix TMY 3'!$D$5","v":2019},"03","13","03","03/13/2019 03:00","2019-03-12T20:00:00",68.162]
["20140313:0400",18.88,25.85,0,{"v":0,"d":"0.00"},0,299.38,1.87,276,96995,{"$f":"'Phoenix TMY 3'!$D$5","v":2019},"03","13","04","03/13/2019 04:00","2019-03-12T21:00:00",65.98400000000001]
["20140313:0500",17.68,27.04,0,{"v":0,"d":"0.00"},0,{"v":299.2,"d":"299.20"},1.37,271,97027,{"$f":"'Phoenix TMY 3'!$D$5","v":2019},"03","13","05","03/13/2019 05:00","2019-03-12T22:00:00",63.824]
["20140313:0600",16.68,28.82,0,{"v":0,"d":"0.00"},0,295.57,1.39,237,97047,{"$f":"'Phoenix TMY 3'!$D$5","v":2019},"03","13","06","03/13/2019 06:00","2019-03-12T23:00:00",62.024]
["20140313:0700",15.69,{"v":30.6,"d":"30.60"},0,{"v":0,"d":"0.00"},0,291.93,1.41,204,97066,{"$f":"'Phoenix TMY 3'!$D$5","v":2019},"03","13","07","03/13/2019 07:00","2019-03-13",60.242000000000004]
["20140313:0800",{"v":14.7,"d":"14.70"},32.38,0,{"v":0,"d":"0.00"},0,{"v":288.3,"d":"288.30"},1.43,171,97085,{"$f":"'Phoenix TMY 3'!$D$5","v":2019},"03","13","08","03/13/2019 08:00","2019-03-13T01:00:00",58.46]
["20140313:0900",13.82,35.31,0,{"v":0,"d":"0.00"},0,284.92,1.85,167,97114,{"$f":"'Phoenix TMY 3'!$D$5","v":2019},"03","13","09","03/13/2019 09:00","2019-03-13T02:00:00",56.876000000000005]
["20140313:1000",12.94,38.25,0,{"v":0,"d":"0.00"},0,281.53,2.27,163,97143,{"$f":"'Phoenix TMY 3'!$D$5","v":2019},"03","13","10","03/13/2019 10:00","2019-03-13T03:00:00",55.292]
["20140313:1100",12.06,41.18,0,{"v":0,"d":"0.00"},0,278.15,2.69,160,97171,{"$f":"'Phoenix TMY 3'!$D$5","v":2019},"03","13","11","03/13/2019 11:00","2019-03-13T04:00:00",53.708]
["20140313:1200",13.01,40.36,0,{"v":0,"d":"0.00"},0,281.12,2.33,161,97242,{"$f":"'Phoenix TMY 3'!$D$5","v":2019},"03","13","12","03/13/2019 12:00","2019-03-13T05:00:00",55.418]
["20140313:1300",13.97,39.54,0,{"v":0,"d":"0.00"},0,284.08,1.97,162,97312,{"$f":"'Phoenix TMY 3'!$D$5","v":2019},"03","13","13","03/13/2019 13:00","2019-03-13T06:00:00",57.146]
["20140313:1400",14.92,38.72,14,{"v":0,"d":"0.00"},14,287.05,1.61,164,97383,{"$f":"'Phoenix TMY 3'!$D$5","v":2019},"03","13","14","03/13/2019 14:00","2019-03-13T07:00:00",58.856]
["20140313:1500",17.31,33.55,12,{"v":0,"d":"0.00"},12,289.88,1.66,195,97424,{"$f":"'Phoenix TMY 3'!$D$5","v":2019},"03","13","15","03/13/2019 15:00","2019-03-13T08:00:00",63.158]
["20140313:1600",19.71,28.39,107,{"v":0,"d":"0.00"},107,292.72,{"v":1.7,"d":"1.70"},227,97466,{"$f":"'Phoenix TMY 3'!$D$5","v":2019},"03","13","16","03/13/2019 16:00","2019-03-13T09:00:00",67.47800000000001]
["20140313:1700",{"v":22.1,"d":"22.10"},23.22,360,109.89,292,295.55,1.74,259,97508,{"$f":"'Phoenix TMY 3'!$D$5","v":2019},"03","13","17","03/13/2019 17:00","2019-03-13T10:00:00",71.78]
["20140313:1800",23.14,21.55,793,945.24,99,{"v":299.2,"d":"299.20"},1.83,270,97476,{"$f":"'Phoenix TMY 3'!$D$5","v":2019},"03","13","18","03/13/2019 18:00","2019-03-13T11:00:00",73.652]
["20140313:1900",24.17,19.88,872,965.03,102,302.85,1.93,282,97444,{"$f":"'Phoenix TMY 3'!$D$5","v":2019},"03","13","19","03/13/2019 19:00","2019-03-13T12:00:00",75.506]
["20140313:2000",25.21,18.21,880,964.54,103,{"v":306.5,"d":"306.50"},2.03,293,97412,{"$f":"'Phoenix TMY 3'!$D$5","v":2019},"03","13","20","03/13/2019 20:00","2019-03-13T13:00:00",77.378]
["20140313:2100",25.16,17.84,674,{"v":508.8,"d":"508.80"},289,306.25,1.66,302,97376,{"$f":"'Phoenix TMY 3'!$D$5","v":2019},"03","13","21","03/13/2019 21:00","2019-03-13T14:00:00",77.28800000000001]
["20140313:2200",25.11,17.46,690,912.04,93,{"v":306,"d":"306.00"},1.29,312,97341,{"$f":"'Phoenix TMY 3'!$D$5","v":2019},"03","13","22","03/13/2019 22:00","2019-03-13T15:00:00",77.19800000000001]
["20140313:2300",25.06,17.09,422,476.09,181,305.75,0.92,321,97306,{"$f":"'Phoenix TMY 3'!$D$5","v":2019},"03","13","23","03/13/2019 23:00","2019-03-13T16:00:00",77.108]
["20140314:0000",23.79,20.11,293,702.32,65,299.28,1.41,341,97370,{"$f":"'Phoenix TMY 3'!$D$5","v":2019},"03","14","00","03/14/2019 00:00",{"$f":"(DATEVALUE(O1746)+TIMEVALUE(O1746))+($P$16/24)","v":"2019-03-13T17:00:00"},74.822]
["20140314:0100",22.52,23.14,78,378.01,34,292.82,1.89,1,97434,{"$f":"'Phoenix TMY 3'!$D$5","v":2019},{"$f":"MID(A1747,5,2)","v":"03"},{"$f":"MID(A1747,7,2)","v":"14"},{"$f":"MID(A1747,10,2)","v":"01"},{"$f":"L1747&\"/\"&M1747&\"/\"&K1747&\" \"&N1747&\":00\"","v":"03/14/2019 01:00"},"2019-03-13T18:00:00",{"$f":"((9/5)*B1747)+32","v":72.536}]
["20140314:0200",21.26,26.16,0,{"v":0,"d":"0.00"},0,286.35,2.37,21,97498,{"$f":"'Phoenix TMY 3'!$D$5","v":2019},"03","14","02","03/14/2019 02:00","2019-03-13T19:00:00",70.268]
["20140314:0300",20.46,29.09,0,{"v":0,"d":"0.00"},0,287.08,2.34,40,97540,{"$f":"'Phoenix TMY 3'!$D$5","v":2019},"03","14","03","03/14/2019 03:00","2019-03-13T20:00:00",68.828]
["20140314:0400",19.67,32.01,0,{"v":0,"d":"0.00"},0,287.82,2.32,60,97581,{"$f":"'Phoenix TMY 3'!$D$5","v":2019},"03","14","04","03/14/2019 04:00","2019-03-13T21:00:00",67.406]
["20140314:0500",18.88,34.94,0,{"v":0,"d":"0.00"},0,288.55,2.29,79,97623,{"$f":"'Phoenix TMY 3'!$D$5","v":2019},"03","14","05","03/14/2019 05:00","2019-03-13T22:00:00",65.98400000000001]
["20140314:0600",17.63,38.42,0,{"v":0,"d":"0.00"},0,{"v":287.6,"d":"287.60"},2.29,86,97626,{"$f":"'Phoenix TMY 3'!$D$5","v":2019},"03","14","06","03/14/2019 06:00","2019-03-13T23:00:00",63.733999999999995]
["20140314:0700",16.39,41.91,0,{"v":0,"d":"0.00"},0,286.65,2.29,93,97629,{"$f":"'Phoenix TMY 3'!$D$5","v":2019},"03","14","07","03/14/2019 07:00","2019-03-14",61.502]
["20140314:0800",15.15,45.39,0,{"v":0,"d":"0.00"},0,{"v":285.7,"d":"285.70"},2.29,100,97632,{"$f":"'Phoenix TMY 3'!$D$5","v":2019},"03","14","08","03/14/2019 08:00","2019-03-14T01:00:00",59.269999999999996]
["20140314:0900",14.27,47.73,0,{"v":0,"d":"0.00"},0,283.57,1.86,101,97639,{"$f":"'Phoenix TMY 3'!$D$5","v":2019},"03","14","09","03/14/2019 09:00","2019-03-14T02:00:00",57.686]
["20140314:1000",{"v":13.4,"d":"13.40"},50.06,0,{"v":0,"d":"0.00"},0,281.43,1.43,102,97645,{"$f":"'Phoenix TMY 3'!$D$5","v":2019},"03","14","10","03/14/2019 10:00","2019-03-14T03:00:00",56.120000000000005]
["20140314:1100",12.53,{"v":52.4,"d":"52.40"},0,{"v":0,"d":"0.00"},0,{"v":279.3,"d":"279.30"},1.01,104,97652,{"$f":"'Phoenix TMY 3'!$D$5","v":2019},"03","14","11","03/14/2019 11:00","2019-03-14T04:00:00",54.554]
["20140314:1200",12.55,{"v":49.5,"d":"49.50"},0,{"v":0,"d":"0.00"},0,277.92,{"v":0.8,"d":"0.80"},100,97725,{"$f":"'Phoenix TMY 3'!$D$5","v":2019},"03","14","12","03/14/2019 12:00","2019-03-14T05:00:00",54.59]
["20140314:1300",12.57,{"v":46.6,"d":"46.60"},0,{"v":0,"d":"0.00"},0,276.53,0.58,97,97799,{"$f":"'Phoenix TMY 3'!$D$5","v":2019},"03","14","13","03/14/2019 13:00","2019-03-14T06:00:00",54.626000000000005]
["20140314:1400",12.59,{"v":43.7,"d":"43.70"},41,299.11,23,275.15,0.37,94,97873,{"$f":"'Phoenix TMY 3'!$D$5","v":2019},"03","14","14","03/14/2019 14:00","2019-03-14T07:00:00",54.662]
["20140314:1500",16.13,34.08,253,705.24,61,280.52,1.33,60,97914,{"$f":"'Phoenix TMY 3'!$D$5","v":2019},"03","14","15","03/14/2019 15:00","2019-03-14T08:00:00",61.034]
["20140314:1600",19.67,24.45,481,861.39,81,285.88,2.29,27,97956,{"$f":"'Phoenix TMY 3'!$D$5","v":2019},"03","14","16","03/14/2019 16:00","2019-03-14T09:00:00",67.406]
["20140314:1700",{"v":23.2,"d":"23.20"},14.83,679,939.94,93,291.25,3.24,353,97997,{"$f":"'Phoenix TMY 3'!$D$5","v":2019},"03","14","17","03/14/2019 17:00","2019-03-14T10:00:00",73.75999999999999]
["20140314:1800",24.51,12.64,827,982.89,101,291.75,4.17,355,97933,{"$f":"'Phoenix TMY 3'!$D$5","v":2019},"03","14","18","03/14/2019 18:00","2019-03-14T11:00:00",76.118]
["20140314:1900",25.81,10.46,910,{"v":1003.62,"d":"1,003.62"},105,292.25,5.11,356,97869,{"$f":"'Phoenix TMY 3'!$D$5","v":2019},"03","14","19","03/14/2019 19:00","2019-03-14T12:00:00",78.458]
["20140314:2000",27.12,8.27,919,{"v":1005.56,"d":"1,005.56"},105,292.75,6.04,357,97805,{"$f":"'Phoenix TMY 3'!$D$5","v":2019},"03","14","20","03/14/2019 20:00","2019-03-14T13:00:00",80.816]
["20140314:2100",27.08,8.11,856,991.66,102,287.03,6.58,351,97745,{"$f":"'Phoenix TMY 3'!$D$5","v":2019},"03","14","21","03/14/2019 21:00","2019-03-14T14:00:00",80.744]
["20140314:2200",27.04,7.95,725,955.98,96,281.32,7.12,345,97684,{"$f":"'Phoenix TMY 3'!$D$5","v":2019},"03","14","22","03/14/2019 22:00","2019-03-14T15:00:00",80.672]
["20140314:2300",{"v":27,"d":"27.00"},7.79,538,889.36,85,{"v":275.6,"d":"275.60"},7.66,340,97623,{"$f":"'Phoenix TMY 3'!$D$5","v":2019},"03","14","23","03/14/2019 23:00","2019-03-14T16:00:00",80.6]
["20140315:0000",25.78,8.76,314,750.99,68,273.62,7.34,340,97680,{"$f":"'Phoenix TMY 3'!$D$5","v":2019},"03","15","00","03/15/2019 00:00","2019-03-14T17:00:00",78.404]
["20140315:0100",24.57,9.74,88,436.24,36,271.63,7.02,340,97738,{"$f":"'Phoenix TMY 3'!$D$5","v":2019},"03","15","01","03/15/2019 01:00","2019-03-14T18:00:00",76.226]
["20140315:0200",23.36,10.71,0,{"v":0,"d":"0.00"},0,269.65,{"v":6.7,"d":"6.70"},340,97796,{"$f":"'Phoenix TMY 3'!$D$5","v":2019},"03","15","02","03/15/2019 02:00","2019-03-14T19:00:00",74.048]
["20140315:0300",22.41,{"v":11.6,"d":"11.60"},0,{"v":0,"d":"0.00"},0,269.53,5.52,354,97924,{"$f":"'Phoenix TMY 3'!$D$5","v":2019},"03","15","03","03/15/2019 03:00","2019-03-14T20:00:00",72.338]
["20140315:0400",21.46,12.48,0,{"v":0,"d":"0.00"},0,269.42,4.33,8,98052,{"$f":"'Phoenix TMY 3'!$D$5","v":2019},"03","15","04","03/15/2019 04:00","2019-03-14T21:00:00",70.628]
["20140315:0500",20.51,13.37,0,{"v":0,"d":"0.00"},0,{"v":269.3,"d":"269.30"},3.14,22,98180,{"$f":"'Phoenix TMY 3'!$D$5","v":2019},"03","15","05","03/15/2019 05:00","2019-03-14T22:00:00",68.918]
["20140315:0600",{"v":19.3,"d":"19.30"},14.93,0,{"v":0,"d":"0.00"},0,266.07,2.55,30,98234,{"$f":"'Phoenix TMY 3'!$D$5","v":2019},"03","15","06","03/15/2019 06:00","2019-03-14T23:00:00",66.74000000000001]
["20140315:0700",18.09,{"v":16.5,"d":"16.50"},0,{"v":0,"d":"0.00"},0,262.83,1.96,38,98289,{"$f":"'Phoenix TMY 3'!$D$5","v":2019},"03","15","07","03/15/2019 07:00","2019-03-15",64.562]
["20140315:0800",16.88,18.06,0,{"v":0,"d":"0.00"},0,{"v":259.6,"d":"259.60"},1.37,46,98343,{"$f":"'Phoenix TMY 3'!$D$5","v":2019},"03","15","08","03/15/2019 08:00","2019-03-15T01:00:00",62.384]
["20140315:0900",15.86,19.86,0,{"v":0,"d":"0.00"},0,{"v":255.5,"d":"255.50"},1.82,46,98379,{"$f":"'Phoenix TMY 3'!$D$5","v":2019},"03","15","09","03/15/2019 09:00","2019-03-15T02:00:00",60.548]
["20140315:1000",14.84,21.65,0,{"v":0,"d":"0.00"},0,{"v":251.4,"d":"251.40"},2.27,47,98414,{"$f":"'Phoenix TMY 3'!$D$5","v":2019},"03","15","10","03/15/2019 10:00","2019-03-15T03:00:00",58.712]
["20140315:1100",13.82,23.45,0,{"v":0,"d":"0.00"},0,{"v":247.3,"d":"247.30"},2.72,47,98449,{"$f":"'Phoenix TMY 3'!$D$5","v":2019},"03","15","11","03/15/2019 11:00","2019-03-15T04:00:00",56.876000000000005]
["20140315:1200",14.43,24.32,0,{"v":0,"d":"0.00"},0,250.37,{"v":2.4,"d":"2.40"},44,98459,{"$f":"'Phoenix TMY 3'!$D$5","v":2019},"03","15","12","03/15/2019 12:00","2019-03-15T05:00:00",57.974000000000004]
["20140315:1300",15.05,25.18,0,{"v":0,"d":"0.00"},0,253.43,2.07,41,98468,{"$f":"'Phoenix TMY 3'!$D$5","v":2019},"03","15","13","03/15/2019 13:00","2019-03-15T06:00:00",59.09]
["20140315:1400",15.66,26.05,46,322.88,25,{"v":256.5,"d":"256.50"},1.75,38,98478,{"$f":"'Phoenix TMY 3'!$D$5","v":2019},"03","15","14","03/15/2019 14:00","2019-03-15T07:00:00",60.188]
["20140315:1500",17.88,21.58,263,721.77,63,{"v":260.5,"d":"260.50"},1.66,43,98500,{"$f":"'Phoenix TMY 3'!$D$5","v":2019},"03","15","15","03/15/2019 15:00","2019-03-15T08:00:00",64.184]
["20140315:1600",{"v":20.1,"d":"20.10"},{"v":17.1,"d":"17.10"},492,873.95,82,{"v":264.5,"d":"264.50"},1.56,48,98523,{"$f":"'Phoenix TMY 3'!$D$5","v":2019},"03","15","16","03/15/2019 16:00","2019-03-15T09:00:00",68.18]
["20140315:1700",22.31,12.63,689,947.36,94,{"v":268.5,"d":"268.50"},1.46,53,98545,{"$f":"'Phoenix TMY 3'!$D$5","v":2019},"03","15","17","03/15/2019 17:00","2019-03-15T10:00:00",72.158]
["20140315:1800",23.48,11.58,833,983.78,102,270.43,1.37,42,98443,{"$f":"'Phoenix TMY 3'!$D$5","v":2019},"03","15","18","03/15/2019 18:00","2019-03-15T11:00:00",74.26400000000001]
["20140315:1900",24.66,10.53,912,{"v":1000.92,"d":"1,000.92"},105,272.37,1.28,31,98340,{"$f":"'Phoenix TMY 3'!$D$5","v":2019},"03","15","19","03/15/2019 19:00","2019-03-15T12:00:00",76.388]
["20140315:2000",25.83,9.48,920,{"v":1000.75,"d":"1,000.75"},106,{"v":274.3,"d":"274.30"},1.19,21,98238,{"$f":"'Phoenix TMY 3'!$D$5","v":2019},"03","15","20","03/15/2019 20:00","2019-03-15T13:00:00",78.494]
["20140315:2100",26.03,{"v":9.2,"d":"9.20"},856,985.66,103,273.03,1.34,13,98138,{"$f":"'Phoenix TMY 3'!$D$5","v":2019},"03","15","21","03/15/2019 21:00","2019-03-15T14:00:00",78.85400000000001]
["20140315:2200",26.23,8.91,725,951.14,96,271.77,{"v":1.5,"d":"1.50"},6,98039,{"$f":"'Phoenix TMY 3'!$D$5","v":2019},"03","15","22","03/15/2019 22:00","2019-03-15T15:00:00",79.214]
["20140315:2300",26.44,8.63,538,883.95,85,{"v":270.5,"d":"270.50"},1.66,359,97940,{"$f":"'Phoenix TMY 3'!$D$5","v":2019},"03","15","23","03/15/2019 23:00","2019-03-15T16:00:00",79.59200000000001]
["20140316:0000",25.25,11.28,314,{"v":744.4,"d":"744.40"},68,269.47,1.98,334,97895,{"$f":"'Phoenix TMY 3'!$D$5","v":2019},"03","16","00","03/16/2019 00:00","2019-03-15T17:00:00",77.45]
["20140316:0100",24.06,13.93,89,{"v":426.3,"d":"426.30"},37,268.43,2.31,309,97850,{"$f":"'Phoenix TMY 3'!$D$5","v":2019},"03","16","01","03/16/2019 01:00","2019-03-15T18:00:00",75.30799999999999]
["20140316:0200",22.87,16.58,0,{"v":0,"d":"0.00"},0,{"v":267.4,"d":"267.40"},2.63,284,97805,{"$f":"'Phoenix TMY 3'!$D$5","v":2019},"03","16","02","03/16/2019 02:00","2019-03-15T19:00:00",73.166]
["20140316:0300",21.84,18.44,0,{"v":0,"d":"0.00"},0,269.67,{"v":2.4,"d":"2.40"},270,97815,{"$f":"'Phoenix TMY 3'!$D$5","v":2019},"03","16","03","03/16/2019 03:00","2019-03-15T20:00:00",71.312]
["20140316:0400",20.82,{"v":20.3,"d":"20.30"},0,{"v":0,"d":"0.00"},0,271.93,2.16,255,97825,{"$f":"'Phoenix TMY 3'!$D$5","v":2019},"03","16","04","03/16/2019 04:00","2019-03-15T21:00:00",69.476]
["20140316:0500",{"v":19.8,"d":"19.80"},22.16,0,{"v":0,"d":"0.00"},0,{"v":274.2,"d":"274.20"},1.92,240,97834,{"$f":"'Phoenix TMY 3'!$D$5","v":2019},"03","16","05","03/16/2019 05:00","2019-03-15T22:00:00",67.64]
["20140316:0600",{"v":19,"d":"19.00"},{"v":22,"d":"22.00"},0,{"v":0,"d":"0.00"},0,273.58,2.05,227,97796,{"$f":"'Phoenix TMY 3'!$D$5","v":2019},"03","16","06","03/16/2019 06:00","2019-03-15T23:00:00",66.2]
["20140316:0700",{"v":18.2,"d":"18.20"},21.84,0,{"v":0,"d":"0.00"},0,272.97,2.18,213,97757,{"$f":"'Phoenix TMY 3'!$D$5","v":2019},"03","16","07","03/16/2019 07:00","2019-03-16",64.75999999999999]
["20140316:0800",{"v":17.4,"d":"17.40"},21.68,0,{"v":0,"d":"0.00"},0,272.35,2.32,200,97719,{"$f":"'Phoenix TMY 3'!$D$5","v":2019},"03","16","08","03/16/2019 08:00","2019-03-16T01:00:00",63.31999999999999]
["20140316:0900",16.34,21.57,0,{"v":0,"d":"0.00"},0,271.27,2.42,175,97648,{"$f":"'Phoenix TMY 3'!$D$5","v":2019},"03","16","09","03/16/2019 09:00","2019-03-16T02:00:00",61.412]
["20140316:1000",15.29,21.45,0,{"v":0,"d":"0.00"},0,270.18,2.53,151,97578,{"$f":"'Phoenix TMY 3'!$D$5","v":2019},"03","16","10","03/16/2019 10:00","2019-03-16T03:00:00",59.522]
["20140316:1100",14.24,21.34,0,{"v":0,"d":"0.00"},0,{"v":269.1,"d":"269.10"},2.63,127,97508,{"$f":"'Phoenix TMY 3'!$D$5","v":2019},"03","16","11","03/16/2019 11:00","2019-03-16T04:00:00",57.632000000000005]
["20140316:1200",13.85,22.78,0,{"v":0,"d":"0.00"},0,{"v":266,"d":"266.00"},2.57,127,97476,{"$f":"'Phoenix TMY 3'!$D$5","v":2019},"03","16","12","03/16/2019 12:00","2019-03-16T05:00:00",56.93]
["20140316:1300",13.47,24.22,0,{"v":0,"d":"0.00"},0,{"v":262.9,"d":"262.90"},2.51,128,97444,{"$f":"'Phoenix TMY 3'!$D$5","v":2019},"03","16","13","03/16/2019 13:00","2019-03-16T06:00:00",56.246]
["20140316:1400",13.08,25.66,31,71.51,26,{"v":259.8,"d":"259.80"},2.44,128,97412,{"$f":"'Phoenix TMY 3'!$D$5","v":2019},"03","16","14","03/16/2019 14:00","2019-03-16T07:00:00",55.544]
["20140316:1500",16.97,{"v":21,"d":"21.00"},269,730.62,63,{"v":267.1,"d":"267.10"},2.52,154,97354,{"$f":"'Phoenix TMY 3'!$D$5","v":2019},"03","16","15","03/16/2019 15:00","2019-03-16T08:00:00",62.546]
["20140316:1600",20.87,16.33,498,877.84,82,{"v":274.4,"d":"274.40"},{"v":2.6,"d":"2.60"},180,97296,{"$f":"'Phoenix TMY 3'!$D$5","v":2019},"03","16","16","03/16/2019 16:00",{"$f":"(DATEVALUE(O1810)+TIMEVALUE(O1810))+($P$16/24)","v":"2019-03-16T09:00:00"},69.566]
["20140316:1700",24.76,11.67,694,948.38,94,{"v":281.7,"d":"281.70"},2.68,206,97239,{"$f":"'Phoenix TMY 3'!$D$5","v":2019},{"$f":"MID(A1811,5,2)","v":"03"},{"$f":"MID(A1811,7,2)","v":"16"},{"$f":"MID(A1811,10,2)","v":"17"},{"$f":"L1811&\"/\"&M1811&\"/\"&K1811&\" \"&N1811&\":00\"","v":"03/16/2019 17:00"},"2019-03-16T10:00:00",{"$f":"((9/5)*B1811)+32","v":76.56800000000001}]
["20140316:1800",26.34,10.58,837,{"v":984.7,"d":"984.70"},101,282.75,3.04,220,97088,{"$f":"'Phoenix TMY 3'!$D$5","v":2019},"03","16","18","03/16/2019 18:00","2019-03-16T11:00:00",79.412]
["20140316:1900",27.91,{"v":9.5,"d":"9.50"},915,999.52,105,{"v":283.8,"d":"283.80"},{"v":3.4,"d":"3.40"},233,96938,{"$f":"'Phoenix TMY 3'!$D$5","v":2019},"03","16","19","03/16/2019 19:00","2019-03-16T12:00:00",82.238]
["20140316:2000",29.49,8.41,921,998.48,105,284.85,3.77,247,96787,{"$f":"'Phoenix TMY 3'!$D$5","v":2019},"03","16","20","03/16/2019 20:00","2019-03-16T13:00:00",85.082]
["20140316:2100",29.51,8.12,858,984.98,102,284.32,4.31,249,96646,{"$f":"'Phoenix TMY 3'!$D$5","v":2019},"03","16","21","03/16/2019 21:00","2019-03-16T14:00:00",85.118]
["20140316:2200",29.54,7.84,728,950.91,96,283.78,4.85,250,96505,{"$f":"'Phoenix TMY 3'!$D$5","v":2019},"03","16","22","03/16/2019 22:00","2019-03-16T15:00:00",85.172]
["20140316:2300",29.57,7.55,542,886.43,85,283.25,5.39,252,96365,{"$f":"'Phoenix TMY 3'!$D$5","v":2019},"03","16","23","03/16/2019 23:00","2019-03-16T16:00:00",85.226]
["20140317:0000",27.78,8.89,318,{"v":750,"d":"750.00"},68,281.03,5.03,251,96339,{"$f":"'Phoenix TMY 3'!$D$5","v":2019},"03","17","00","03/17/2019 00:00","2019-03-16T17:00:00",82.004]
["20140317:0100",25.99,10.22,92,440.92,37,278.82,4.66,250,96313,{"$f":"'Phoenix TMY 3'!$D$5","v":2019},"03","17","01","03/17/2019 01:00","2019-03-16T18:00:00",78.782]
["20140317:0200",{"v":24.2,"d":"24.20"},11.56,0,{"v":0,"d":"0.00"},0,{"v":276.6,"d":"276.60"},4.29,249,96288,{"$f":"'Phoenix TMY 3'!$D$5","v":2019},"03","17","02","03/17/2019 02:00","2019-03-16T19:00:00",75.56]
["20140317:0300",23.15,{"v":12.9,"d":"12.90"},0,{"v":0,"d":"0.00"},0,276.92,4.49,248,96320,{"$f":"'Phoenix TMY 3'!$D$5","v":2019},"03","17","03","03/17/2019 03:00","2019-03-16T20:00:00",73.67]
["20140317:0400",{"v":22.1,"d":"22.10"},14.23,0,{"v":0,"d":"0.00"},0,277.23,4.69,248,96352,{"$f":"'Phoenix TMY 3'!$D$5","v":2019},"03","17","04","03/17/2019 04:00","2019-03-16T21:00:00",71.78]
["20140317:0500",21.06,15.57,0,{"v":0,"d":"0.00"},0,277.55,{"v":4.9,"d":"4.90"},247,96384,{"$f":"'Phoenix TMY 3'!$D$5","v":2019},"03","17","05","03/17/2019 05:00","2019-03-16T22:00:00",69.908]
["20140317:0600",19.93,15.57,0,{"v":0,"d":"0.00"},0,277.27,4.06,255,96438,{"$f":"'Phoenix TMY 3'!$D$5","v":2019},"03","17","06","03/17/2019 06:00","2019-03-16T23:00:00",67.874]
["20140317:0700",{"v":18.8,"d":"18.80"},15.57,0,{"v":0,"d":"0.00"},0,276.98,3.22,263,96493,{"$f":"'Phoenix TMY 3'!$D$5","v":2019},"03","17","07","03/17/2019 07:00","2019-03-17",65.84]
["20140317:0800",17.67,15.57,0,{"v":0,"d":"0.00"},0,{"v":276.7,"d":"276.70"},2.39,272,96547,{"$f":"'Phoenix TMY 3'!$D$5","v":2019},"03","17","08","03/17/2019 08:00","2019-03-17T01:00:00",63.806000000000004]
["20140317:0900",16.65,16.21,0,{"v":0,"d":"0.00"},0,275.55,2.47,295,96608,{"$f":"'Phoenix TMY 3'!$D$5","v":2019},"03","17","09","03/17/2019 09:00","2019-03-17T02:00:00",61.97]
["20140317:1000",15.63,16.86,0,{"v":0,"d":"0.00"},0,{"v":274.4,"d":"274.40"},2.55,318,96669,{"$f":"'Phoenix TMY 3'!$D$5","v":2019},"03","17","10","03/17/2019 10:00","2019-03-17T03:00:00",60.134]
["20140317:1100",14.62,{"v":17.5,"d":"17.50"},0,{"v":0,"d":"0.00"},0,273.25,2.63,342,96730,{"$f":"'Phoenix TMY 3'!$D$5","v":2019},"03","17","11","03/17/2019 11:00","2019-03-17T04:00:00",58.316]
["20140317:1200",14.99,17.13,0,{"v":0,"d":"0.00"},0,273.62,3.01,356,96784,{"$f":"'Phoenix TMY 3'!$D$5","v":2019},"03","17","12","03/17/2019 12:00","2019-03-17T05:00:00",58.982]
["20140317:1300",15.37,16.76,0,{"v":0,"d":"0.00"},0,273.98,3.39,11,96838,{"$f":"'Phoenix TMY 3'!$D$5","v":2019},"03","17","13","03/17/2019 13:00","2019-03-17T06:00:00",59.666]
["20140317:1400",15.74,16.39,38,133.67,28,274.35,3.77,26,96893,{"$f":"'Phoenix TMY 3'!$D$5","v":2019},"03","17","14","03/17/2019 14:00","2019-03-17T07:00:00",60.332]
["20140317:1500",18.08,{"v":13.7,"d":"13.70"},281,756.61,64,278.07,3.83,26,96938,{"$f":"'Phoenix TMY 3'!$D$5","v":2019},"03","17","15","03/17/2019 15:00","2019-03-17T08:00:00",64.544]
["20140317:1600",20.43,11.01,515,902.56,83,281.78,{"v":3.9,"d":"3.90"},26,96982,{"$f":"'Phoenix TMY 3'!$D$5","v":2019},"03","17","16","03/17/2019 16:00","2019-03-17T09:00:00",68.774]
["20140317:1700",22.77,8.32,716,972.95,96,{"v":285.5,"d":"285.50"},3.97,25,97027,{"$f":"'Phoenix TMY 3'!$D$5","v":2019},"03","17","17","03/17/2019 17:00","2019-03-17T10:00:00",72.98599999999999]
["20140317:1800",23.99,7.31,864,{"v":1012.26,"d":"1,012.26"},103,287.58,3.44,355,96976,{"$f":"'Phoenix TMY 3'!$D$5","v":2019},"03","17","18","03/17/2019 18:00","2019-03-17T11:00:00",75.18199999999999]
["20140317:1900",25.22,6.29,946,{"v":1030.1,"d":"1,030.10"},107,289.67,2.91,325,96925,{"$f":"'Phoenix TMY 3'!$D$5","v":2019},"03","17","19","03/17/2019 19:00","2019-03-17T12:00:00",77.396]
["20140317:2000",26.44,5.28,954,{"v":1031.6,"d":"1,031.60"},107,291.75,2.37,294,96874,{"$f":"'Phoenix TMY 3'!$D$5","v":2019},"03","17","20","03/17/2019 20:00","2019-03-17T13:00:00",79.59200000000001]
["20140317:2100",26.44,5.04,889,{"v":1018.08,"d":"1,018.08"},104,{"v":289.6,"d":"289.60"},2.69,290,96838,{"$f":"'Phoenix TMY 3'!$D$5","v":2019},"03","17","21","03/17/2019 21:00","2019-03-17T14:00:00",79.59200000000001]
["20140317:2200",26.44,4.81,754,983.69,97,287.45,3.02,286,96803,{"$f":"'Phoenix TMY 3'!$D$5","v":2019},"03","17","22","03/17/2019 22:00","2019-03-17T15:00:00",79.59200000000001]
["20140317:2300",26.44,4.57,562,917.86,86,{"v":285.3,"d":"285.30"},3.34,282,96768,{"$f":"'Phoenix TMY 3'!$D$5","v":2019},"03","17","23","03/17/2019 23:00","2019-03-17T16:00:00",79.59200000000001]
["20140318:0000",{"v":24.5,"d":"24.50"},5.33,332,782.33,69,280.83,2.82,288,96842,{"$f":"'Phoenix TMY 3'!$D$5","v":2019},"03","18","00","03/18/2019 00:00","2019-03-17T17:00:00",76.1]
["20140318:0100",22.56,6.09,77,251.02,45,276.37,{"v":2.3,"d":"2.30"},294,96915,{"$f":"'Phoenix TMY 3'!$D$5","v":2019},"03","18","01","03/18/2019 01:00","2019-03-17T18:00:00",72.608]
["20140318:0200",20.63,6.85,0,{"v":0,"d":"0.00"},0,{"v":271.9,"d":"271.90"},1.78,300,96989,{"$f":"'Phoenix TMY 3'!$D$5","v":2019},"03","18","02","03/18/2019 02:00","2019-03-17T19:00:00",69.134]
["20140318:0300",19.34,7.92,0,{"v":0,"d":"0.00"},0,270.42,2.29,309,97043,{"$f":"'Phoenix TMY 3'!$D$5","v":2019},"03","18","03","03/18/2019 03:00","2019-03-17T20:00:00",66.812]
["20140318:0400",18.06,{"v":9,"d":"9.00"},0,{"v":0,"d":"0.00"},0,268.93,2.79,317,97098,{"$f":"'Phoenix TMY 3'!$D$5","v":2019},"03","18","04","03/18/2019 04:00","2019-03-17T21:00:00",64.508]
["20140318:0500",16.78,10.07,0,{"v":0,"d":"0.00"},0,267.45,{"v":3.3,"d":"3.30"},326,97152,{"$f":"'Phoenix TMY 3'!$D$5","v":2019},"03","18","05","03/18/2019 05:00","2019-03-17T22:00:00",62.20400000000001]
["20140318:0600",15.63,11.52,0,{"v":0,"d":"0.00"},0,264.95,2.45,354,97197,{"$f":"'Phoenix TMY 3'!$D$5","v":2019},"03","18","06","03/18/2019 06:00","2019-03-17T23:00:00",60.134]
["20140318:0700",14.48,12.96,0,{"v":0,"d":"0.00"},0,262.45,{"v":1.6,"d":"1.60"},21,97242,{"$f":"'Phoenix TMY 3'!$D$5","v":2019},"03","18","07","03/18/2019 07:00","2019-03-18",58.064]
["20140318:0800",13.34,14.41,0,{"v":0,"d":"0.00"},0,259.95,0.74,48,97287,{"$f":"'Phoenix TMY 3'!$D$5","v":2019},"03","18","08","03/18/2019 08:00","2019-03-18T01:00:00",56.012]
["20140318:0900",12.41,16.42,0,{"v":0,"d":"0.00"},0,257.32,1.02,69,97328,{"$f":"'Phoenix TMY 3'!$D$5","v":2019},"03","18","09","03/18/2019 09:00","2019-03-18T02:00:00",54.338]
["20140318:1000",11.49,18.42,0,{"v":0,"d":"0.00"},0,254.68,1.29,90,97370,{"$f":"'Phoenix TMY 3'!$D$5","v":2019},"03","18","10","03/18/2019 10:00","2019-03-18T03:00:00",52.682]
["20140318:1100",10.57,20.43,0,{"v":0,"d":"0.00"},0,252.05,1.56,110,97412,{"$f":"'Phoenix TMY 3'!$D$5","v":2019},"03","18","11","03/18/2019 11:00","2019-03-18T04:00:00",51.025999999999996]
["20140318:1200",10.82,20.65,0,{"v":0,"d":"0.00"},0,251.27,1.67,104,97501,{"$f":"'Phoenix TMY 3'!$D$5","v":2019},"03","18","12","03/18/2019 12:00","2019-03-18T05:00:00",51.476]
["20140318:1300",11.08,20.88,0,{"v":0,"d":"0.00"},0,250.48,1.78,99,97591,{"$f":"'Phoenix TMY 3'!$D$5","v":2019},"03","18","13","03/18/2019 13:00","2019-03-18T06:00:00",51.944]
["20140318:1400",11.33,{"v":21.1,"d":"21.10"},59,376.36,29,{"v":249.7,"d":"249.70"},1.89,93,97680,{"$f":"'Phoenix TMY 3'!$D$5","v":2019},"03","18","14","03/18/2019 14:00","2019-03-18T07:00:00",52.394000000000005]
["20140318:1500",14.77,16.83,283,747.44,65,255.07,2.15,94,97706,{"$f":"'Phoenix TMY 3'!$D$5","v":2019},"03","18","15","03/18/2019 15:00","2019-03-18T08:00:00",58.586]
["20140318:1600",18.22,12.56,515,891.64,84,260.43,2.41,94,97732,{"$f":"'Phoenix TMY 3'!$D$5","v":2019},"03","18","16","03/18/2019 16:00","2019-03-18T09:00:00",64.79599999999999]
["20140318:1700",21.66,8.29,714,962.93,96,{"v":265.8,"d":"265.80"},2.68,95,97757,{"$f":"'Phoenix TMY 3'!$D$5","v":2019},"03","18","17","03/18/2019 17:00","2019-03-18T10:00:00",70.988]
["20140318:1800",{"v":23.1,"d":"23.10"},{"v":7.3,"d":"7.30"},861,{"v":1002.5,"d":"1,002.50"},103,267.15,2.29,128,97700,{"$f":"'Phoenix TMY 3'!$D$5","v":2019},"03","18","18","03/18/2019 18:00","2019-03-18T11:00:00",73.58000000000001]
["20140318:1900",24.55,6.31,942,{"v":1020.11,"d":"1,020.11"},107,{"v":268.5,"d":"268.50"},1.91,161,97642,{"$f":"'Phoenix TMY 3'!$D$5","v":2019},"03","18","19","03/18/2019 19:00","2019-03-18T12:00:00",76.19]
["20140318:2000",25.99,5.32,951,{"v":1023.24,"d":"1,023.24"},107,269.85,1.53,194,97584,{"$f":"'Phoenix TMY 3'!$D$5","v":2019},"03","18","20","03/18/2019 20:00","2019-03-18T13:00:00",78.782]
["20140318:2100",26.14,5.22,886,{"v":1009.62,"d":"1,009.62"},104,268.33,1.22,216,97540,{"$f":"'Phoenix TMY 3'!$D$5","v":2019},"03","18","21","03/18/2019 21:00","2019-03-18T14:00:00",79.05199999999999]
["20140318:2200",26.29,5.13,753,975.98,98,266.82,0.91,237,97495,{"$f":"'Phoenix TMY 3'!$D$5","v":2019},"03","18","22","03/18/2019 22:00","2019-03-18T15:00:00",79.322]
["20140318:2300",26.45,5.03,563,912.57,87,{"v":265.3,"d":"265.30"},0.59,259,97450,{"$f":"'Phoenix TMY 3'!$D$5","v":2019},"03","18","23","03/18/2019 23:00","2019-03-18T16:00:00",79.61]
["20140319:0000",25.13,{"v":6.7,"d":"6.70"},335,781.74,70,{"v":263.5,"d":"263.50"},1.16,277,97485,{"$f":"'Phoenix TMY 3'!$D$5","v":2019},"03","19","00","03/19/2019 00:00","2019-03-18T17:00:00",77.23400000000001]
["20140319:0100",23.81,8.38,101,{"v":476.2,"d":"476.20"},39,{"v":261.7,"d":"261.70"},1.73,295,97520,{"$f":"'Phoenix TMY 3'!$D$5","v":2019},"03","19","01","03/19/2019 01:00","2019-03-18T18:00:00",74.858]
["20140319:0200",22.49,10.05,0,{"v":0,"d":"0.00"},0,{"v":259.9,"d":"259.90"},{"v":2.3,"d":"2.30"},314,97556,{"$f":"'Phoenix TMY 3'!$D$5","v":2019},"03","19","02","03/19/2019 02:00","2019-03-18T19:00:00",72.482]
["20140319:0300",20.93,{"v":11.1,"d":"11.10"},0,{"v":0,"d":"0.00"},0,{"v":260.4,"d":"260.40"},2.06,334,97575,{"$f":"'Phoenix TMY 3'!$D$5","v":2019},"03","19","03","03/19/2019 03:00","2019-03-18T20:00:00",69.674]
["20140319:0400",19.37,12.14,0,{"v":0,"d":"0.00"},0,{"v":260.9,"d":"260.90"},1.81,354,97594,{"$f":"'Phoenix TMY 3'!$D$5","v":2019},"03","19","04","03/19/2019 04:00","2019-03-18T21:00:00",66.866]
["20140319:0500",17.82,13.19,0,{"v":0,"d":"0.00"},0,{"v":261.4,"d":"261.40"},1.56,14,97613,{"$f":"'Phoenix TMY 3'!$D$5","v":2019},"03","19","05","03/19/2019 05:00","2019-03-18T22:00:00",64.076]
["20140319:0600",16.79,17.02,0,{"v":0,"d":"0.00"},0,260.43,1.42,30,97623,{"$f":"'Phoenix TMY 3'!$D$5","v":2019},"03","19","06","03/19/2019 06:00","2019-03-18T23:00:00",62.221999999999994]
["20140319:0700",15.77,20.85,0,{"v":0,"d":"0.00"},0,259.47,1.28,47,97632,{"$f":"'Phoenix TMY 3'!$D$5","v":2019},"03","19","07","03/19/2019 07:00","2019-03-19",60.385999999999996]
["20140319:0800",14.75,24.68,0,{"v":0,"d":"0.00"},0,{"v":258.5,"d":"258.50"},1.14,63,97642,{"$f":"'Phoenix TMY 3'!$D$5","v":2019},"03","19","08","03/19/2019 08:00",{"$f":"(DATEVALUE(O1874)+TIMEVALUE(O1874))+($P$16/24)","v":"2019-03-19T01:00:00"},58.55]
["20140319:0900",13.29,26.05,0,{"v":0,"d":"0.00"},0,257.88,1.38,70,97620,{"$f":"'Phoenix TMY 3'!$D$5","v":2019},{"$f":"MID(A1875,5,2)","v":"03"},{"$f":"MID(A1875,7,2)","v":"19"},{"$f":"MID(A1875,10,2)","v":"09"},{"$f":"L1875&\"/\"&M1875&\"/\"&K1875&\" \"&N1875&\":00\"","v":"03/19/2019 09:00"},"2019-03-19T02:00:00",{"$f":"((9/5)*B1875)+32","v":55.922}]
["20140319:1000",11.83,27.41,0,{"v":0,"d":"0.00"},0,257.27,1.61,77,97597,{"$f":"'Phoenix TMY 3'!$D$5","v":2019},"03","19","10","03/19/2019 10:00","2019-03-19T03:00:00",53.294]
["20140319:1100",10.37,28.78,0,{"v":0,"d":"0.00"},0,256.65,1.85,84,97575,{"$f":"'Phoenix TMY 3'!$D$5","v":2019},"03","19","11","03/19/2019 11:00","2019-03-19T04:00:00",50.666]
["20140319:1200",10.92,28.09,0,{"v":0,"d":"0.00"},0,{"v":257.3,"d":"257.30"},1.91,85,97610,{"$f":"'Phoenix TMY 3'!$D$5","v":2019},"03","19","12","03/19/2019 12:00","2019-03-19T05:00:00",51.656]
["20140319:1300",11.46,27.41,0,{"v":0,"d":"0.00"},0,257.95,1.98,86,97645,{"$f":"'Phoenix TMY 3'!$D$5","v":2019},"03","19","13","03/19/2019 13:00","2019-03-19T06:00:00",52.628]
["20140319:1400",12.01,26.72,42,118.17,32,{"v":258.6,"d":"258.60"},2.04,86,97680,{"$f":"'Phoenix TMY 3'!$D$5","v":2019},"03","19","14","03/19/2019 14:00","2019-03-19T07:00:00",53.617999999999995]
["20140319:1500",15.96,20.29,227,472.15,87,{"v":266.5,"d":"266.50"},1.97,95,97655,{"$f":"'Phoenix TMY 3'!$D$5","v":2019},"03","19","15","03/19/2019 15:00","2019-03-19T08:00:00",60.728]
["20140319:1600",19.91,13.87,518,889.16,84,{"v":274.4,"d":"274.40"},{"v":1.9,"d":"1.90"},103,97629,{"$f":"'Phoenix TMY 3'!$D$5","v":2019},"03","19","16","03/19/2019 16:00","2019-03-19T09:00:00",67.838]
["20140319:1700",23.86,7.44,563,521.41,226,{"v":282.3,"d":"282.30"},1.83,111,97604,{"$f":"'Phoenix TMY 3'!$D$5","v":2019},"03","19","17","03/19/2019 17:00","2019-03-19T10:00:00",74.94800000000001]
["20140319:1800",25.16,6.96,734,648.34,241,286.63,1.62,154,97504,{"$f":"'Phoenix TMY 3'!$D$5","v":2019},"03","19","18","03/19/2019 18:00","2019-03-19T11:00:00",77.28800000000001]
["20140319:1900",26.45,6.47,851,793.87,198,290.97,{"v":1.4,"d":"1.40"},197,97405,{"$f":"'Phoenix TMY 3'!$D$5","v":2019},"03","19","19","03/19/2019 19:00","2019-03-19T12:00:00",79.61]
["20140319:2000",27.75,5.99,938,{"v":1002.95,"d":"1,002.95"},107,{"v":295.3,"d":"295.30"},1.19,240,97306,{"$f":"'Phoenix TMY 3'!$D$5","v":2019},"03","19","20","03/19/2019 20:00","2019-03-19T13:00:00",81.95]
["20140319:2100",{"v":27.6,"d":"27.60"},6.02,676,471.73,309,298.98,1.17,249,97229,{"$f":"'Phoenix TMY 3'!$D$5","v":2019},"03","19","21","03/19/2019 21:00","2019-03-19T14:00:00",81.68]
["20140319:2200",27.45,6.06,576,474.56,256,302.67,1.15,258,97152,{"$f":"'Phoenix TMY 3'!$D$5","v":2019},"03","19","22","03/19/2019 22:00","2019-03-19T15:00:00",81.41]
["20140319:2300",{"v":27.3,"d":"27.30"},6.09,433,470.86,186,306.35,1.13,266,97075,{"$f":"'Phoenix TMY 3'!$D$5","v":2019},"03","19","23","03/19/2019 23:00","2019-03-19T16:00:00",81.14]
["20140320:0000",25.16,9.33,234,324.78,123,305.25,1.89,281,97085,{"$f":"'Phoenix TMY 3'!$D$5","v":2019},"03","20","00","03/20/2019 00:00","2019-03-19T17:00:00",77.28800000000001]
["20140320:0100",23.02,12.58,61,97.82,48,304.15,2.65,295,97095,{"$f":"'Phoenix TMY 3'!$D$5","v":2019},"03","20","01","03/20/2019 01:00","2019-03-19T18:00:00",73.436]
["20140320:0200",20.89,15.82,0,{"v":0,"d":"0.00"},0,303.05,3.41,310,97104,{"$f":"'Phoenix TMY 3'!$D$5","v":2019},"03","20","02","03/20/2019 02:00","2019-03-19T19:00:00",69.602]
["20140320:0300",20.01,16.48,0,{"v":0,"d":"0.00"},0,302.82,2.75,316,97114,{"$f":"'Phoenix TMY 3'!$D$5","v":2019},"03","20","03","03/20/2019 03:00","2019-03-19T20:00:00",68.018]
["20140320:0400",19.13,17.15,0,{"v":0,"d":"0.00"},0,302.58,{"v":2.1,"d":"2.10"},322,97123,{"$f":"'Phoenix TMY 3'!$D$5","v":2019},"03","20","04","03/20/2019 04:00","2019-03-19T21:00:00",66.434]
["20140320:0500",18.26,17.81,0,{"v":0,"d":"0.00"},0,302.35,1.45,329,97133,{"$f":"'Phoenix TMY 3'!$D$5","v":2019},"03","20","05","03/20/2019 05:00","2019-03-19T22:00:00",64.868]
["20140320:0600",17.37,18.79,0,{"v":0,"d":"0.00"},0,{"v":301.6,"d":"301.60"},1.17,279,97123,{"$f":"'Phoenix TMY 3'!$D$5","v":2019},"03","20","06","03/20/2019 06:00","2019-03-19T23:00:00",63.266000000000005]
["20140320:0700",16.49,19.78,0,{"v":0,"d":"0.00"},0,300.85,0.89,230,97114,{"$f":"'Phoenix TMY 3'!$D$5","v":2019},"03","20","07","03/20/2019 07:00","2019-03-20",61.682]
["20140320:0800",15.61,20.76,0,{"v":0,"d":"0.00"},0,{"v":300.1,"d":"300.10"},0.61,180,97104,{"$f":"'Phoenix TMY 3'!$D$5","v":2019},"03","20","08","03/20/2019 08:00","2019-03-20T01:00:00",60.098]
["20140320:0900",14.98,21.45,0,{"v":0,"d":"0.00"},0,291.55,1.14,173,97091,{"$f":"'Phoenix TMY 3'!$D$5","v":2019},"03","20","09","03/20/2019 09:00","2019-03-20T02:00:00",58.964]
["20140320:1000",14.35,22.13,0,{"v":0,"d":"0.00"},0,{"v":283,"d":"283.00"},1.67,166,97079,{"$f":"'Phoenix TMY 3'!$D$5","v":2019},"03","20","10","03/20/2019 10:00","2019-03-20T03:00:00",57.83]
["20140320:1100",13.72,22.82,0,{"v":0,"d":"0.00"},0,274.45,2.21,159,97066,{"$f":"'Phoenix TMY 3'!$D$5","v":2019},"03","20","11","03/20/2019 11:00","2019-03-20T04:00:00",56.696]
["20140320:1200",13.83,22.45,0,{"v":0,"d":"0.00"},0,271.98,1.99,154,97127,{"$f":"'Phoenix TMY 3'!$D$5","v":2019},"03","20","12","03/20/2019 12:00","2019-03-20T05:00:00",56.894000000000005]
["20140320:1300",13.95,22.08,0,{"v":0,"d":"0.00"},0,269.52,1.77,148,97187,{"$f":"'Phoenix TMY 3'!$D$5","v":2019},"03","20","13","03/20/2019 13:00","2019-03-20T06:00:00",57.11]
["20140320:1400",14.06,21.71,65,379.73,31,267.05,1.54,143,97248,{"$f":"'Phoenix TMY 3'!$D$5","v":2019},"03","20","14","03/20/2019 14:00","2019-03-20T07:00:00",57.308]
["20140320:1500",17.28,18.04,288,739.98,65,271.57,1.25,170,97258,{"$f":"'Phoenix TMY 3'!$D$5","v":2019},"03","20","15","03/20/2019 15:00","2019-03-20T08:00:00",63.104]
["20140320:1600",{"v":20.5,"d":"20.50"},14.37,517,878.64,84,276.08,0.96,198,97267,{"$f":"'Phoenix TMY 3'!$D$5","v":2019},"03","20","16","03/20/2019 16:00","2019-03-20T09:00:00",68.9]
["20140320:1700",23.71,{"v":10.7,"d":"10.70"},712,946.49,96,{"v":280.6,"d":"280.60"},0.66,225,97277,{"$f":"'Phoenix TMY 3'!$D$5","v":2019},"03","20","17","03/20/2019 17:00","2019-03-20T10:00:00",74.678]
["20140320:1800",24.84,9.94,854,982.14,103,281.25,1.27,230,97226,{"$f":"'Phoenix TMY 3'!$D$5","v":2019},"03","20","18","03/20/2019 18:00","2019-03-20T11:00:00",76.712]
["20140320:1900",25.96,9.17,931,998.15,106,{"v":281.9,"d":"281.90"},1.88,235,97175,{"$f":"'Phoenix TMY 3'!$D$5","v":2019},"03","20","19","03/20/2019 19:00","2019-03-20T12:00:00",78.72800000000001]
["20140320:2000",27.09,8.41,937,997.31,107,282.55,2.48,240,97123,{"$f":"'Phoenix TMY 3'!$D$5","v":2019},"03","20","20","03/20/2019 20:00","2019-03-20T13:00:00",80.762]
["20140320:2100",{"v":27,"d":"27.00"},8.66,871,981.58,104,282.65,1.99,242,97069,{"$f":"'Phoenix TMY 3'!$D$5","v":2019},"03","20","21","03/20/2019 21:00","2019-03-20T14:00:00",80.6]
["20140320:2200",26.92,{"v":8.9,"d":"8.90"},739,947.67,97,282.75,1.49,244,97015,{"$f":"'Phoenix TMY 3'!$D$5","v":2019},"03","20","22","03/20/2019 22:00","2019-03-20T15:00:00",80.456]
["20140320:2300",26.84,9.15,553,{"v":885.3,"d":"885.30"},86,282.85,0.99,246,96960,{"$f":"'Phoenix TMY 3'!$D$5","v":2019},"03","20","23","03/20/2019 23:00","2019-03-20T16:00:00",80.312]
["20140321:0000",24.93,{"v":11.8,"d":"11.80"},241,348.31,121,281.07,1.59,256,96979,{"$f":"'Phoenix TMY 3'!$D$5","v":2019},"03","21","00","03/21/2019 00:00","2019-03-20T17:00:00",76.874]
["20140321:0100",23.02,14.44,101,{"v":457.3,"d":"457.30"},39,279.28,2.19,266,96998,{"$f":"'Phoenix TMY 3'!$D$5","v":2019},"03","21","01","03/21/2019 01:00","2019-03-20T18:00:00",73.436]
["20140321:0200",21.12,17.09,0,{"v":0,"d":"0.00"},0,{"v":277.5,"d":"277.50"},2.79,277,97018,{"$f":"'Phoenix TMY 3'!$D$5","v":2019},"03","21","02","03/21/2019 02:00","2019-03-20T19:00:00",70.016]
["20140321:0300",20.18,17.57,0,{"v":0,"d":"0.00"},0,278.95,2.18,263,97050,{"$f":"'Phoenix TMY 3'!$D$5","v":2019},"03","21","03","03/21/2019 03:00","2019-03-20T20:00:00",68.324]
["20140321:0400",19.24,18.06,0,{"v":0,"d":"0.00"},0,{"v":280.4,"d":"280.40"},1.57,249,97082,{"$f":"'Phoenix TMY 3'!$D$5","v":2019},"03","21","04","03/21/2019 04:00","2019-03-20T21:00:00",66.632]
["20140321:0500",{"v":18.3,"d":"18.30"},18.54,0,{"v":0,"d":"0.00"},0,281.85,0.97,234,97114,{"$f":"'Phoenix TMY 3'!$D$5","v":2019},"03","21","05","03/21/2019 05:00","2019-03-20T22:00:00",64.94]
["20140321:0600",17.26,19.62,0,{"v":0,"d":"0.00"},0,280.98,1.19,218,97127,{"$f":"'Phoenix TMY 3'!$D$5","v":2019},"03","21","06","03/21/2019 06:00","2019-03-20T23:00:00",63.068000000000005]
["20140321:0700",16.23,{"v":20.7,"d":"20.70"},0,{"v":0,"d":"0.00"},0,280.12,1.42,202,97139,{"$f":"'Phoenix TMY 3'!$D$5","v":2019},"03","21","07","03/21/2019 07:00","2019-03-21",61.214]
["20140321:0800",{"v":15.2,"d":"15.20"},21.78,0,{"v":0,"d":"0.00"},0,279.25,1.64,186,97152,{"$f":"'Phoenix TMY 3'!$D$5","v":2019},"03","21","08","03/21/2019 08:00","2019-03-21T01:00:00",59.36]
["20140321:0900",14.23,23.89,0,{"v":0,"d":"0.00"},0,{"v":278,"d":"278.00"},1.92,181,97165,{"$f":"'Phoenix TMY 3'!$D$5","v":2019},"03","21","09","03/21/2019 09:00","2019-03-21T02:00:00",57.614000000000004]
["20140321:1000",13.26,{"v":26,"d":"26.00"},0,{"v":0,"d":"0.00"},0,276.75,2.19,175,97178,{"$f":"'Phoenix TMY 3'!$D$5","v":2019},"03","21","10","03/21/2019 10:00","2019-03-21T03:00:00",55.867999999999995]
["20140321:1100",{"v":12.3,"d":"12.30"},28.11,0,{"v":0,"d":"0.00"},0,{"v":275.5,"d":"275.50"},2.47,170,97191,{"$f":"'Phoenix TMY 3'!$D$5","v":2019},"03","21","11","03/21/2019 11:00","2019-03-21T04:00:00",54.14]
["20140321:1200",12.98,{"v":28.9,"d":"28.90"},0,{"v":0,"d":"0.00"},0,275.65,{"v":2.1,"d":"2.10"},165,97258,{"$f":"'Phoenix TMY 3'!$D$5","v":2019},"03","21","12","03/21/2019 12:00","2019-03-21T05:00:00",55.364000000000004]
["20140321:1300",13.67,{"v":29.7,"d":"29.70"},0,{"v":0,"d":"0.00"},0,{"v":275.8,"d":"275.80"},1.72,160,97325,{"$f":"'Phoenix TMY 3'!$D$5","v":2019},"03","21","13","03/21/2019 13:00","2019-03-21T06:00:00",56.606]
["20140321:1400",14.35,30.49,47,137.63,34,275.95,1.35,154,97392,{"$f":"'Phoenix TMY 3'!$D$5","v":2019},"03","21","14","03/21/2019 14:00","2019-03-21T07:00:00",57.83]
["20140321:1500",16.97,26.98,184,205.75,121,281.43,1.49,176,97402,{"$f":"'Phoenix TMY 3'!$D$5","v":2019},"03","21","15","03/21/2019 15:00","2019-03-21T08:00:00",62.546]
["20140321:1600",19.59,23.48,394,416.09,187,286.92,1.62,198,97412,{"$f":"'Phoenix TMY 3'!$D$5","v":2019},"03","21","16","03/21/2019 16:00","2019-03-21T09:00:00",67.262]
["20140321:1700",{"v":22.2,"d":"22.20"},19.97,555,456.28,256,{"v":292.4,"d":"292.40"},1.75,220,97421,{"$f":"'Phoenix TMY 3'!$D$5","v":2019},"03","21","17","03/21/2019 17:00","2019-03-21T10:00:00",71.96000000000001]
["20140321:1800",{"v":23.4,"d":"23.40"},18.36,630,360.27,353,293.98,1.67,229,97383,{"$f":"'Phoenix TMY 3'!$D$5","v":2019},"03","21","18","03/21/2019 18:00","2019-03-21T11:00:00",74.12]
["20140321:1900",24.61,16.74,803,633.38,277,295.57,{"v":1.6,"d":"1.60"},239,97344,{"$f":"'Phoenix TMY 3'!$D$5","v":2019},"03","21","19","03/21/2019 19:00","2019-03-21T12:00:00",76.298]
["20140321:2000",25.81,15.13,915,967.84,106,297.15,1.52,248,97306,{"$f":"'Phoenix TMY 3'!$D$5","v":2019},"03","21","20","03/21/2019 20:00","2019-03-21T13:00:00",78.458]
["20140321:2100",25.82,15.19,851,953.17,103,296.13,1.45,252,97258,{"$f":"'Phoenix TMY 3'!$D$5","v":2019},"03","21","21","03/21/2019 21:00","2019-03-21T14:00:00",78.476]
["20140321:2200",25.84,15.24,722,919.84,96,295.12,1.38,257,97210,{"$f":"'Phoenix TMY 3'!$D$5","v":2019},"03","21","22","03/21/2019 22:00","2019-03-21T15:00:00",78.512]
["20140321:2300",25.86,{"v":15.3,"d":"15.30"},540,857.84,85,{"v":294.1,"d":"294.10"},1.31,262,97162,{"$f":"'Phoenix TMY 3'!$D$5","v":2019},"03","21","23","03/21/2019 23:00","2019-03-21T16:00:00",78.548]
["20140322:0000",24.41,18.06,322,728.59,69,293.15,{"v":1.7,"d":"1.70"},272,97213,{"$f":"'Phoenix TMY 3'!$D$5","v":2019},"03","22","00","03/22/2019 00:00",{"$f":"(DATEVALUE(O1938)+TIMEVALUE(O1938))+($P$16/24)","v":"2019-03-21T17:00:00"},75.938]
["20140322:0100",22.96,20.83,100,441.26,39,{"v":292.2,"d":"292.20"},2.08,283,97264,{"$f":"'Phoenix TMY 3'!$D$5","v":2019},{"$f":"MID(A1939,5,2)","v":"03"},{"$f":"MID(A1939,7,2)","v":"22"},{"$f":"MID(A1939,10,2)","v":"01"},{"$f":"L1939&\"/\"&M1939&\"/\"&K1939&\" \"&N1939&\":00\"","v":"03/22/2019 01:00"},"2019-03-21T18:00:00",{"$f":"((9/5)*B1939)+32","v":73.328}]
["20140322:0200",21.51,23.59,0,{"v":0,"d":"0.00"},0,291.25,2.47,294,97315,{"$f":"'Phoenix TMY 3'!$D$5","v":2019},"03","22","02","03/22/2019 02:00","2019-03-21T19:00:00",70.718]
["20140322:0300",20.29,26.34,0,{"v":0,"d":"0.00"},0,{"v":290.5,"d":"290.50"},2.26,298,97367,{"$f":"'Phoenix TMY 3'!$D$5","v":2019},"03","22","03","03/22/2019 03:00","2019-03-21T20:00:00",68.52199999999999]
["20140322:0400",19.07,29.08,0,{"v":0,"d":"0.00"},0,289.75,2.05,303,97418,{"$f":"'Phoenix TMY 3'!$D$5","v":2019},"03","22","04","03/22/2019 04:00","2019-03-21T21:00:00",66.326]
["20140322:0500",17.85,31.83,0,{"v":0,"d":"0.00"},0,{"v":289,"d":"289.00"},1.83,308,97469,{"$f":"'Phoenix TMY 3'!$D$5","v":2019},"03","22","05","03/22/2019 05:00","2019-03-21T22:00:00",64.13]
["20140322:0600",{"v":17.5,"d":"17.50"},{"v":34.1,"d":"34.10"},0,{"v":0,"d":"0.00"},0,287.35,1.29,358,97498,{"$f":"'Phoenix TMY 3'!$D$5","v":2019},"03","22","06","03/22/2019 06:00","2019-03-21T23:00:00",63.5]
["20140322:0700",17.15,36.37,0,{"v":0,"d":"0.00"},0,{"v":285.7,"d":"285.70"},0.74,48,97527,{"$f":"'Phoenix TMY 3'!$D$5","v":2019},"03","22","07","03/22/2019 07:00","2019-03-22",62.87]
["20140322:0800",16.81,38.64,0,{"v":0,"d":"0.00"},0,284.05,0.19,98,97556,{"$f":"'Phoenix TMY 3'!$D$5","v":2019},"03","22","08","03/22/2019 08:00","2019-03-22T01:00:00",62.257999999999996]
["20140322:0900",15.48,42.38,0,{"v":0,"d":"0.00"},0,282.92,0.66,102,97565,{"$f":"'Phoenix TMY 3'!$D$5","v":2019},"03","22","09","03/22/2019 09:00","2019-03-22T02:00:00",59.864000000000004]
["20140322:1000",14.15,46.11,0,{"v":0,"d":"0.00"},0,281.78,1.13,107,97575,{"$f":"'Phoenix TMY 3'!$D$5","v":2019},"03","22","10","03/22/2019 10:00","2019-03-22T03:00:00",57.47]
["20140322:1100",12.82,49.85,0,{"v":0,"d":"0.00"},0,280.65,{"v":1.6,"d":"1.60"},112,97584,{"$f":"'Phoenix TMY 3'!$D$5","v":2019},"03","22","11","03/22/2019 11:00","2019-03-22T04:00:00",55.076]
["20140322:1200",13.74,47.45,0,{"v":0,"d":"0.00"},0,280.62,1.56,111,97636,{"$f":"'Phoenix TMY 3'!$D$5","v":2019},"03","22","12","03/22/2019 12:00","2019-03-22T05:00:00",56.732]
["20140322:1300",14.65,45.05,0,{"v":0,"d":"0.00"},0,280.58,1.52,110,97687,{"$f":"'Phoenix TMY 3'!$D$5","v":2019},"03","22","13","03/22/2019 13:00","2019-03-22T06:00:00",58.370000000000005]
["20140322:1400",15.57,42.65,54,181.14,36,280.55,1.48,108,97738,{"$f":"'Phoenix TMY 3'!$D$5","v":2019},"03","22","14","03/22/2019 14:00","2019-03-22T07:00:00",60.025999999999996]
["20140322:1500",18.38,36.87,289,716.98,66,287.33,1.29,138,97745,{"$f":"'Phoenix TMY 3'!$D$5","v":2019},"03","22","15","03/22/2019 15:00","2019-03-22T08:00:00",65.084]
["20140322:1600",{"v":21.2,"d":"21.20"},31.08,431,557.59,151,294.12,{"v":1.1,"d":"1.10"},168,97751,{"$f":"'Phoenix TMY 3'!$D$5","v":2019},"03","22","16","03/22/2019 16:00","2019-03-22T09:00:00",70.16]
["20140322:1700",24.01,{"v":25.3,"d":"25.30"},576,522.93,231,{"v":300.9,"d":"300.90"},0.91,197,97757,{"$f":"'Phoenix TMY 3'!$D$5","v":2019},"03","22","17","03/22/2019 17:00","2019-03-22T10:00:00",75.218]
["20140322:1800",25.22,{"v":22.3,"d":"22.30"},847,962.42,103,{"v":304.5,"d":"304.50"},1.13,218,97684,{"$f":"'Phoenix TMY 3'!$D$5","v":2019},"03","22","18","03/22/2019 18:00","2019-03-22T11:00:00",77.396]
["20140322:1900",26.44,19.29,924,{"v":980.4,"d":"980.40"},106,{"v":308.1,"d":"308.10"},1.34,239,97610,{"$f":"'Phoenix TMY 3'!$D$5","v":2019},"03","22","19","03/22/2019 19:00","2019-03-22T12:00:00",79.59200000000001]
["20140322:2000",27.65,16.29,776,522.95,337,{"v":311.7,"d":"311.70"},1.56,259,97536,{"$f":"'Phoenix TMY 3'!$D$5","v":2019},"03","22","20","03/22/2019 20:00","2019-03-22T13:00:00",81.77]
["20140322:2100",27.67,15.98,605,279.17,385,309.98,1.33,268,97463,{"$f":"'Phoenix TMY 3'!$D$5","v":2019},"03","22","21","03/22/2019 21:00","2019-03-22T14:00:00",81.80600000000001]
["20140322:2200",{"v":27.7,"d":"27.70"},15.67,734,931.81,97,308.27,1.11,277,97389,{"$f":"'Phoenix TMY 3'!$D$5","v":2019},"03","22","22","03/22/2019 22:00","2019-03-22T15:00:00",81.86]
["20140322:2300",27.73,15.36,550,870.12,86,306.55,0.88,285,97315,{"$f":"'Phoenix TMY 3'!$D$5","v":2019},"03","22","23","03/22/2019 23:00","2019-03-22T16:00:00",81.914]
["20140323:0000",26.56,17.72,329,740.13,70,302.52,1.34,294,97341,{"$f":"'Phoenix TMY 3'!$D$5","v":2019},"03","23","00","03/23/2019 00:00","2019-03-22T17:00:00",79.80799999999999]
["20140323:0100",{"v":25.4,"d":"25.40"},20.09,104,454.28,40,298.48,1.79,302,97367,{"$f":"'Phoenix TMY 3'!$D$5","v":2019},"03","23","01","03/23/2019 01:00","2019-03-22T18:00:00",77.72]
["20140323:0200",24.24,22.45,0,{"v":0,"d":"0.00"},0,294.45,2.25,311,97392,{"$f":"'Phoenix TMY 3'!$D$5","v":2019},"03","23","02","03/23/2019 02:00","2019-03-22T19:00:00",75.632]
["20140323:0300",22.82,25.16,0,{"v":0,"d":"0.00"},0,293.87,2.19,315,97424,{"$f":"'Phoenix TMY 3'!$D$5","v":2019},"03","23","03","03/23/2019 03:00","2019-03-22T20:00:00",73.076]
["20140323:0400",{"v":21.4,"d":"21.40"},27.88,0,{"v":0,"d":"0.00"},0,293.28,2.13,319,97456,{"$f":"'Phoenix TMY 3'!$D$5","v":2019},"03","23","04","03/23/2019 04:00","2019-03-22T21:00:00",70.52]
["20140323:0500",19.99,30.59,0,{"v":0,"d":"0.00"},0,{"v":292.7,"d":"292.70"},2.07,322,97488,{"$f":"'Phoenix TMY 3'!$D$5","v":2019},"03","23","05","03/23/2019 05:00","2019-03-22T22:00:00",67.982]
["20140323:0600",19.14,32.87,0,{"v":0,"d":"0.00"},0,291.05,1.78,339,97495,{"$f":"'Phoenix TMY 3'!$D$5","v":2019},"03","23","06","03/23/2019 06:00","2019-03-22T23:00:00",66.452]
["20140323:0700",18.29,35.15,0,{"v":0,"d":"0.00"},0,{"v":289.4,"d":"289.40"},{"v":1.5,"d":"1.50"},356,97501,{"$f":"'Phoenix TMY 3'!$D$5","v":2019},"03","23","07","03/23/2019 07:00","2019-03-23",64.922]
["20140323:0800",17.44,37.43,0,{"v":0,"d":"0.00"},0,287.75,1.21,13,97508,{"$f":"'Phoenix TMY 3'!$D$5","v":2019},"03","23","08","03/23/2019 08:00","2019-03-23T01:00:00",63.392]
["20140323:0900",{"v":16.2,"d":"16.20"},38.12,0,{"v":0,"d":"0.00"},0,286.78,1.01,45,97504,{"$f":"'Phoenix TMY 3'!$D$5","v":2019},"03","23","09","03/23/2019 09:00","2019-03-23T02:00:00",61.16]
["20140323:1000",14.96,38.81,0,{"v":0,"d":"0.00"},0,285.82,{"v":0.8,"d":"0.80"},77,97501,{"$f":"'Phoenix TMY 3'!$D$5","v":2019},"03","23","10","03/23/2019 10:00","2019-03-23T03:00:00",58.928]
["20140323:1100",13.73,{"v":39.5,"d":"39.50"},0,{"v":0,"d":"0.00"},0,284.85,0.59,110,97498,{"$f":"'Phoenix TMY 3'!$D$5","v":2019},"03","23","11","03/23/2019 11:00","2019-03-23T04:00:00",56.714]
["20140323:1200",14.58,37.57,0,{"v":0,"d":"0.00"},0,285.52,1.11,107,97559,{"$f":"'Phoenix TMY 3'!$D$5","v":2019},"03","23","12","03/23/2019 12:00","2019-03-23T05:00:00",58.244]
["20140323:1300",15.44,35.64,0,{"v":0,"d":"0.00"},0,286.18,1.63,104,97620,{"$f":"'Phoenix TMY 3'!$D$5","v":2019},"03","23","13","03/23/2019 13:00","2019-03-23T06:00:00",59.792]
["20140323:1400",16.29,33.71,75,393.15,34,286.85,2.15,102,97680,{"$f":"'Phoenix TMY 3'!$D$5","v":2019},"03","23","14","03/23/2019 14:00","2019-03-23T07:00:00",61.322]
["20140323:1500",19.26,27.71,295,725.05,66,293.73,1.89,97,97671,{"$f":"'Phoenix TMY 3'!$D$5","v":2019},"03","23","15","03/23/2019 15:00","2019-03-23T08:00:00",66.668]
["20140323:1600",22.24,{"v":21.7,"d":"21.70"},519,858.33,84,300.62,1.62,93,97661,{"$f":"'Phoenix TMY 3'!$D$5","v":2019},"03","23","16","03/23/2019 16:00","2019-03-23T09:00:00",72.032]
["20140323:1700",25.21,{"v":15.7,"d":"15.70"},712,927.49,96,{"v":307.5,"d":"307.50"},1.35,88,97652,{"$f":"'Phoenix TMY 3'!$D$5","v":2019},"03","23","17","03/23/2019 17:00","2019-03-23T10:00:00",77.378]
["20140323:1800",26.52,14.09,853,965.01,103,309.08,1.29,54,97581,{"$f":"'Phoenix TMY 3'!$D$5","v":2019},"03","23","18","03/23/2019 18:00","2019-03-23T11:00:00",79.73599999999999]
["20140323:1900",27.84,12.48,930,981.87,107,310.67,1.22,20,97511,{"$f":"'Phoenix TMY 3'!$D$5","v":2019},"03","23","19","03/23/2019 19:00","2019-03-23T12:00:00",82.112]
["20140323:2000",29.15,10.87,936,983.37,107,312.25,1.16,346,97440,{"$f":"'Phoenix TMY 3'!$D$5","v":2019},"03","23","20","03/23/2019 20:00","2019-03-23T13:00:00",84.47]
["20140323:2100",29.17,10.58,871,969.27,104,310.02,1.21,332,97364,{"$f":"'Phoenix TMY 3'!$D$5","v":2019},"03","23","21","03/23/2019 21:00","2019-03-23T14:00:00",84.506]
["20140323:2200",29.19,10.28,740,936.46,97,307.78,1.26,317,97287,{"$f":"'Phoenix TMY 3'!$D$5","v":2019},"03","23","22","03/23/2019 22:00","2019-03-23T15:00:00",84.542]
["20140323:2300",29.22,9.99,477,{"v":624.9,"d":"624.90"},142,305.55,1.31,303,97210,{"$f":"'Phoenix TMY 3'!$D$5","v":2019},"03","23","23","03/23/2019 23:00","2019-03-23T16:00:00",84.596]
["20140324:0000",28.06,11.85,148,36.87,135,300.97,1.25,298,97216,{"$f":"'Phoenix TMY 3'!$D$5","v":2019},"03","24","00","03/24/2019 00:00","2019-03-23T17:00:00",82.508]
["20140324:0100",{"v":26.9,"d":"26.90"},13.71,47,{"v":0,"d":"0.00"},47,296.38,1.19,294,97223,{"$f":"'Phoenix TMY 3'!$D$5","v":2019},"03","24","01","03/24/2019 01:00","2019-03-23T18:00:00",80.42]
["20140324:0200",25.75,15.57,0,{"v":0,"d":"0.00"},0,{"v":291.8,"d":"291.80"},1.13,290,97229,{"$f":"'Phoenix TMY 3'!$D$5","v":2019},"03","24","02","03/24/2019 02:00","2019-03-23T19:00:00",78.35]
["20140324:0300",24.14,16.56,0,{"v":0,"d":"0.00"},0,292.02,1.67,303,97245,{"$f":"'Phoenix TMY 3'!$D$5","v":2019},"03","24","03","03/24/2019 03:00","2019-03-23T20:00:00",75.452]
["20140324:0400",22.53,17.56,0,{"v":0,"d":"0.00"},0,292.23,2.22,317,97261,{"$f":"'Phoenix TMY 3'!$D$5","v":2019},"03","24","04","03/24/2019 04:00","2019-03-23T21:00:00",72.554]
["20140324:0500",20.92,18.55,0,{"v":0,"d":"0.00"},0,292.45,2.76,330,97277,{"$f":"'Phoenix TMY 3'!$D$5","v":2019},"03","24","05","03/24/2019 05:00","2019-03-23T22:00:00",69.656]
["20140324:0600",19.82,21.66,0,{"v":0,"d":"0.00"},0,291.37,1.97,359,97251,{"$f":"'Phoenix TMY 3'!$D$5","v":2019},"03","24","06","03/24/2019 06:00","2019-03-23T23:00:00",67.676]
["20140324:0700",18.73,24.76,0,{"v":0,"d":"0.00"},0,290.28,1.19,28,97226,{"$f":"'Phoenix TMY 3'!$D$5","v":2019},"03","24","07","03/24/2019 07:00","2019-03-24",65.714]
["20140324:0800",17.64,27.87,0,{"v":0,"d":"0.00"},0,{"v":289.2,"d":"289.20"},{"v":0.4,"d":"0.40"},57,97200,{"$f":"'Phoenix TMY 3'!$D$5","v":2019},"03","24","08","03/24/2019 08:00","2019-03-24T01:00:00",63.752]
["20140324:0900",16.37,{"v":29.4,"d":"29.40"},0,{"v":0,"d":"0.00"},0,287.93,{"v":0.8,"d":"0.80"},71,97178,{"$f":"'Phoenix TMY 3'!$D$5","v":2019},"03","24","09","03/24/2019 09:00","2019-03-24T02:00:00",61.466]
["20140324:1000",{"v":15.1,"d":"15.10"},30.93,0,{"v":0,"d":"0.00"},0,286.67,1.19,84,97155,{"$f":"'Phoenix TMY 3'!$D$5","v":2019},"03","24","10","03/24/2019 10:00","2019-03-24T03:00:00",59.18]
["20140324:1100",13.84,32.46,0,{"v":0,"d":"0.00"},0,{"v":285.4,"d":"285.40"},1.59,97,97133,{"$f":"'Phoenix TMY 3'!$D$5","v":2019},"03","24","11","03/24/2019 11:00","2019-03-24T04:00:00",56.912]
["20140324:1200",14.51,30.46,0,{"v":0,"d":"0.00"},0,285.25,1.77,95,97168,{"$f":"'Phoenix TMY 3'!$D$5","v":2019},"03","24","12","03/24/2019 12:00","2019-03-24T05:00:00",58.117999999999995]
["20140324:1300",15.17,28.47,0,{"v":0,"d":"0.00"},0,{"v":285.1,"d":"285.10"},1.94,93,97203,{"$f":"'Phoenix TMY 3'!$D$5","v":2019},"03","24","13","03/24/2019 13:00","2019-03-24T06:00:00",59.306]
["20140324:1400",15.84,26.47,79,402.94,35,284.95,2.12,91,97239,{"$f":"'Phoenix TMY 3'!$D$5","v":2019},"03","24","14","03/24/2019 14:00","2019-03-24T07:00:00",60.512]
["20140324:1500",18.81,21.56,299,723.56,67,292.82,2.13,116,97203,{"$f":"'Phoenix TMY 3'!$D$5","v":2019},"03","24","15","03/24/2019 15:00","2019-03-24T08:00:00",65.858]
["20140324:1900",27.29,10.44,923,970.31,106,318.92,2.03,206,96941,{"$f":"'Phoenix TMY 3'!$D$5","v":2019},"03","24","19","03/24/2019 19:00","2019-03-24T12:00:00",81.122]
["20140324:2200",28.23,10.15,729,916.46,97,326.33,3.45,236,96704,{"$f":"'Phoenix TMY 3'!$D$5","v":2019},"03","24","22","03/24/2019 22:00","2019-03-24T15:00:00",82.814]
["20140325:0200",23.79,{"v":17.6,"d":"17.60"},0,{"v":0,"d":"0.00"},0,303.85,3.26,216,96605,{"$f":"'Phoenix TMY 3'!$D$5","v":2019},"03","25","02","03/25/2019 02:00","2019-03-24T19:00:00",74.822]
["20140325:0500",20.58,29.95,0,{"v":0,"d":"0.00"},0,293.95,3.24,211,96720,{"$f":"'Phoenix TMY 3'!$D$5","v":2019},"03","25","05","03/25/2019 05:00","2019-03-24T22:00:00",69.044]
["20140325:0800",17.68,44.95,0,{"v":0,"d":"0.00"},0,{"v":288.2,"d":"288.20"},{"v":2,"d":"2.00"},208,96739,{"$f":"'Phoenix TMY 3'!$D$5","v":2019},"03","25","08","03/25/2019 08:00","2019-03-25T01:00:00",63.824]
["20140325:1200",16.33,53.16,0,{"v":0,"d":"0.00"},0,285.97,2.36,195,96800,{"$f":"'Phoenix TMY 3'!$D$5","v":2019},"03","25","12","03/25/2019 12:00","2019-03-25T05:00:00",61.394]
["20140325:1300",17.04,49.22,0,{"v":0,"d":"0.00"},0,285.23,2.37,191,96822,{"$f":"'Phoenix TMY 3'!$D$5","v":2019},"03","25","13","03/25/2019 13:00","2019-03-25T06:00:00",62.672]
["20140325:1700",22.83,32.75,709,911.01,96,297.25,{"v":6.3,"d":"6.30"},224,96902,{"$f":"'Phoenix TMY 3'!$D$5","v":2019},"03","25","17","03/25/2019 17:00","2019-03-25T10:00:00",73.094]
["20140325:2000",{"v":25,"d":"25.00"},25.95,710,382.37,385,{"v":305.4,"d":"305.40"},7.86,244,96768,{"$f":"'Phoenix TMY 3'!$D$5","v":2019},"03","25","20","03/25/2019 20:00","2019-03-25T13:00:00",77]
["20140325:2300",23.96,23.96,444,454.19,198,304.45,7.66,250,96633,{"$f":"'Phoenix TMY 3'!$D$5","v":2019},"03","25","23","03/25/2019 23:00","2019-03-25T16:00:00",75.128]
["20140326:0300",20.18,37.69,0,{"v":0,"d":"0.00"},0,{"v":289.9,"d":"289.90"},{"v":5,"d":"5.00"},256,96816,{"$f":"'Phoenix TMY 3'!$D$5","v":2019},"03","26","03","03/26/2019 03:00","2019-03-25T20:00:00",68.324]
["20140326:0600",16.94,50.19,0,{"v":0,"d":"0.00"},0,{"v":286.1,"d":"286.10"},3.22,266,97031,{"$f":"'Phoenix TMY 3'!$D$5","v":2019},"03","26","06","03/26/2019 06:00","2019-03-25T23:00:00",62.492000000000004]
["20140326:0900",13.68,{"v":64.3,"d":"64.30"},0,{"v":0,"d":"0.00"},0,282.03,3.29,270,97191,{"$f":"'Phoenix TMY 3'!$D$5","v":2019},"03","26","09","03/26/2019 09:00","2019-03-26T02:00:00",56.623999999999995]
["20140326:1100",11.98,73.21,0,{"v":0,"d":"0.00"},0,{"v":277.9,"d":"277.90"},2.63,263,97267,{"$f":"'Phoenix TMY 3'!$D$5","v":2019},"03","26","11","03/26/2019 11:00","2019-03-26T04:00:00",53.564]
["20140326:1400",13.46,70.42,85,411.81,36,279.15,0.79,251,97364,{"$f":"'Phoenix TMY 3'!$D$5","v":2019},"03","26","14","03/26/2019 14:00","2019-03-26T07:00:00",56.228]
["20140326:1800",19.46,37.36,854,{"v":951.4,"d":"951.40"},103,296.88,1.89,250,97351,{"$f":"'Phoenix TMY 3'!$D$5","v":2019},"03","26","18","03/26/2019 18:00","2019-03-26T11:00:00",67.028]
["20140326:2100",22.15,27.56,867,952.76,104,{"v":296.1,"d":"296.10"},2.83,259,97216,{"$f":"'Phoenix TMY 3'!$D$5","v":2019},"03","26","21","03/26/2019 21:00","2019-03-26T14:00:00",71.87]
["20140327:0000",21.13,27.67,335,735.18,70,{"v":288.9,"d":"288.90"},2.72,269,97162,{"$f":"'Phoenix TMY 3'!$D$5","v":2019},"03","27","00","03/27/2019 00:00","2019-03-26T17:00:00",70.03399999999999]
["20140327:0400",16.82,37.23,0,{"v":0,"d":"0.00"},0,{"v":278.7,"d":"278.70"},2.47,283,97399,{"$f":"'Phoenix TMY 3'!$D$5","v":2019},"03","27","04","03/27/2019 04:00","2019-03-26T21:00:00",62.275999999999996]
["20140327:0600",15.09,41.84,0,{"v":0,"d":"0.00"},0,275.98,{"v":2.2,"d":"2.20"},284,97498,{"$f":"'Phoenix TMY 3'!$D$5","v":2019},"03","27","06","03/27/2019 06:00","2019-03-26T23:00:00",59.162]
["20140327:0900",13.61,46.16,0,{"v":0,"d":"0.00"},0,272.27,1.54,245,97591,{"$f":"'Phoenix TMY 3'!$D$5","v":2019},{"$f":"MID(A2067,5,2)","v":"03"},{"$f":"MID(A2067,7,2)","v":"27"},{"$f":"MID(A2067,10,2)","v":"09"},{"$f":"L2067&\"/\"&M2067&\"/\"&K2067&\" \"&N2067&\":00\"","v":"03/27/2019 09:00"},"2019-03-27T02:00:00",{"$f":"((9/5)*B2067)+32","v":56.498000000000005}]
["20140327:1200",13.25,46.58,0,{"v":0,"d":"0.00"},0,270.33,0.95,199,97725,{"$f":"'Phoenix TMY 3'!$D$5","v":2019},"03","27","12","03/27/2019 12:00","2019-03-27T05:00:00",55.85]
["20140327:1500",15.71,34.56,315,734.54,69,274.63,0.89,269,97873,{"$f":"'Phoenix TMY 3'!$D$5","v":2019},"03","27","15","03/27/2019 15:00","2019-03-27T08:00:00",60.278000000000006]
["20140327:1900",22.95,18.28,946,982.29,108,{"v":289.3,"d":"289.30"},1.67,296,97796,{"$f":"'Phoenix TMY 3'!$D$5","v":2019},"03","27","19","03/27/2019 19:00","2019-03-27T12:00:00",73.31]
["20140327:2200",24.82,14.87,752,935.16,99,289.07,2.15,292,97623,{"$f":"'Phoenix TMY 3'!$D$5","v":2019},"03","27","22","03/27/2019 22:00","2019-03-27T15:00:00",76.676]
["20140328:0100",22.21,19.95,81,{"v":188.5,"d":"188.50"},52,283.17,2.28,292,97629,{"$f":"'Phoenix TMY 3'!$D$5","v":2019},"03","28","01","03/28/2019 01:00","2019-03-27T18:00:00",71.97800000000001]
["20140328:0300",20.02,24.91,0,{"v":0,"d":"0.00"},0,281.53,2.15,293,97722,{"$f":"'Phoenix TMY 3'!$D$5","v":2019},"03","28","03","03/28/2019 03:00","2019-03-27T20:00:00",68.036]
["20140328:0900",14.59,37.74,0,{"v":0,"d":"0.00"},0,275.22,1.23,40,97853,{"$f":"'Phoenix TMY 3'!$D$5","v":2019},"03","28","09","03/28/2019 09:00","2019-03-28T02:00:00",58.262]
["20140328:1000",13.39,39.82,0,{"v":0,"d":"0.00"},0,274.08,{"v":0.9,"d":"0.90"},51,97834,{"$f":"'Phoenix TMY 3'!$D$5","v":2019},"03","28","10","03/28/2019 10:00","2019-03-28T03:00:00",56.102000000000004]
["20140328:1300",13.82,35.91,0,{"v":0,"d":"0.00"},0,271.62,1.81,73,97892,{"$f":"'Phoenix TMY 3'!$D$5","v":2019},"03","28","13","03/28/2019 13:00","2019-03-28T06:00:00",56.876000000000005]
["20140328:1600",21.26,21.08,548,870.52,87,284.48,1.54,76,97873,{"$f":"'Phoenix TMY 3'!$D$5","v":2019},"03","28","16","03/28/2019 16:00","2019-03-28T09:00:00",70.268]
["20140328:2000",28.79,10.73,960,989.51,109,300.25,0.29,77,97517,{"$f":"'Phoenix TMY 3'!$D$5","v":2019},"03","28","20","03/28/2019 20:00","2019-03-28T13:00:00",83.822]
["20140328:2300",29.52,9.99,576,887.81,88,{"v":298.4,"d":"298.40"},0.39,291,97229,{"$f":"'Phoenix TMY 3'!$D$5","v":2019},"03","28","23","03/28/2019 23:00","2019-03-28T16:00:00",85.136]
["20140329:0400",{"v":23.4,"d":"23.40"},17.19,0,{"v":0,"d":"0.00"},0,287.12,1.94,355,97245,{"$f":"'Phoenix TMY 3'!$D$5","v":2019},"03","29","04","03/29/2019 04:00","2019-03-28T21:00:00",74.12]
["20140329:0700",19.86,18.89,0,{"v":0,"d":"0.00"},0,285.63,{"v":1.7,"d":"1.70"},80,97146,{"$f":"'Phoenix TMY 3'!$D$5","v":2019},"03","29","07","03/29/2019 07:00","2019-03-29",67.74799999999999]
["20140329:1000",16.19,26.22,0,{"v":0,"d":"0.00"},0,286.33,1.66,128,97011,{"$f":"'Phoenix TMY 3'!$D$5","v":2019},"03","29","10","03/29/2019 10:00","2019-03-29T03:00:00",61.142]
["20140329:1100",15.15,{"v":29.4,"d":"29.40"},0,{"v":0,"d":"0.00"},0,287.05,1.64,136,96970,{"$f":"'Phoenix TMY 3'!$D$5","v":2019},"03","29","11","03/29/2019 11:00","2019-03-29T04:00:00",59.269999999999996]
["20140329:1400",18.23,{"v":28.1,"d":"28.10"},40,{"v":0,"d":"0.00"},40,{"v":287,"d":"287.00"},{"v":1.6,"d":"1.60"},168,97095,{"$f":"'Phoenix TMY 3'!$D$5","v":2019},"03","29","14","03/29/2019 14:00","2019-03-29T07:00:00",64.814]
["20140329:1700",25.55,23.32,324,43.49,294,{"v":305.1,"d":"305.10"},3.45,240,97114,{"$f":"'Phoenix TMY 3'!$D$5","v":2019},"03","29","17","03/29/2019 17:00","2019-03-29T10:00:00",77.99000000000001]
["20140329:2100",27.36,15.36,687,417.33,349,308.38,6.45,262,96979,{"$f":"'Phoenix TMY 3'!$D$5","v":2019},"03","29","21","03/29/2019 21:00","2019-03-29T14:00:00",81.24799999999999]
["20140330:0100",23.23,{"v":15.7,"d":"15.70"},121,484.53,44,296.95,{"v":4.9,"d":"4.90"},284,97082,{"$f":"'Phoenix TMY 3'!$D$5","v":2019},{"$f":"MID(A2131,5,2)","v":"03"},{"$f":"MID(A2131,7,2)","v":"30"},{"$f":"MID(A2131,10,2)","v":"01"},{"$f":"L2131&\"/\"&M2131&\"/\"&K2131&\" \"&N2131&\":00\"","v":"03/30/2019 01:00"},"2019-03-29T18:00:00",{"$f":"((9/5)*B2131)+32","v":73.814}]
["20140330:0500",17.14,22.77,0,{"v":0,"d":"0.00"},0,{"v":284.3,"d":"284.30"},2.52,305,97277,{"$f":"'Phoenix TMY 3'!$D$5","v":2019},"03","30","05","03/30/2019 05:00","2019-03-29T22:00:00",62.852000000000004]
["20140330:0800",14.61,26.19,0,{"v":0,"d":"0.00"},0,{"v":276.3,"d":"276.30"},1.31,335,97325,{"$f":"'Phoenix TMY 3'!$D$5","v":2019},"03","30","08","03/30/2019 08:00","2019-03-30T01:00:00",58.298]
["20140330:1100",{"v":12.7,"d":"12.70"},33.01,0,{"v":0,"d":"0.00"},0,{"v":272.2,"d":"272.20"},2.06,114,97287,{"$f":"'Phoenix TMY 3'!$D$5","v":2019},"03","30","11","03/30/2019 11:00","2019-03-30T04:00:00",54.86]
["20140330:1200",{"v":13.5,"d":"13.50"},30.47,0,{"v":0,"d":"0.00"},0,271.53,2.11,125,97338,{"$f":"'Phoenix TMY 3'!$D$5","v":2019},"03","30","12","03/30/2019 12:00","2019-03-30T05:00:00",56.3]
["20140330:1500",17.69,21.74,340,770.92,71,275.63,2.46,171,97424,{"$f":"'Phoenix TMY 3'!$D$5","v":2019},"03","30","15","03/30/2019 15:00","2019-03-30T08:00:00",63.842]
["20140330:1800",24.26,12.93,900,986.42,106,{"v":286.8,"d":"286.80"},3.16,225,97319,{"$f":"'Phoenix TMY 3'!$D$5","v":2019},"03","30","18","03/30/2019 18:00","2019-03-30T11:00:00",75.668]
["20140330:2200",26.86,9.74,771,949.66,100,286.33,4.26,242,97024,{"$f":"'Phoenix TMY 3'!$D$5","v":2019},"03","30","22","03/30/2019 22:00","2019-03-30T15:00:00",80.348]
["20140331:0200",{"v":23.2,"d":"23.20"},14.02,0,{"v":0,"d":"0.00"},0,283.55,2.95,247,96970,{"$f":"'Phoenix TMY 3'!$D$5","v":2019},"03","31","02","03/31/2019 02:00","2019-03-30T19:00:00",73.75999999999999]
["20140331:0600",18.41,21.53,0,{"v":0,"d":"0.00"},0,279.62,2.43,214,97053,{"$f":"'Phoenix TMY 3'!$D$5","v":2019},"03","31","06","03/31/2019 06:00","2019-03-30T23:00:00",65.138]
["20140331:0900",15.39,32.09,0,{"v":0,"d":"0.00"},0,275.15,2.63,206,97123,{"$f":"'Phoenix TMY 3'!$D$5","v":2019},"03","31","09","03/31/2019 09:00","2019-03-31T02:00:00",59.702]
["20140331:1200",{"v":14.2,"d":"14.20"},38.79,0,{"v":0,"d":"0.00"},0,275.25,1.92,204,97168,{"$f":"'Phoenix TMY 3'!$D$5","v":2019},"03","31","12","03/31/2019 12:00","2019-03-31T05:00:00",57.56]
["20140331:1300",14.98,36.26,0,{"v":0,"d":"0.00"},0,276.55,1.81,199,97175,{"$f":"'Phoenix TMY 3'!$D$5","v":2019},"03","31","13","03/31/2019 13:00","2019-03-31T06:00:00",58.964]
["20140331:1600",22.82,25.43,564,876.93,88,{"v":279.1,"d":"279.10"},5.56,217,97200,{"$f":"'Phoenix TMY 3'!$D$5","v":2019},"03","31","16","03/31/2019 16:00","2019-03-31T09:00:00",73.076]
["20140331:1900",23.72,24.04,963,984.76,109,289.74,5.06,241,97114,{"$f":"'Phoenix TMY 3'!$D$5","v":2019},"03","31","19","03/31/2019 19:00","2019-03-31T12:00:00",74.696]
["20150401:0000",25.23,21.73,337,690.86,81,307.48,4.21,260,96915,{"$f":"'Phoenix TMY 3'!$D$5","v":2019},"04","01","00","04/01/2019 00:00","2019-03-31T17:00:00",77.414]
["20150401:0300",26.14,20.34,0,{"v":0,"d":"0.00"},0,318.12,{"v":3.7,"d":"3.70"},255,97011,{"$f":"'Phoenix TMY 3'!$D$5","v":2019},"04","01","03","04/01/2019 03:00","2019-03-31T20:00:00",79.05199999999999]
["20150401:0700",27.35,18.48,0,{"v":0,"d":"0.00"},0,332.32,3.02,220,97114,{"$f":"'Phoenix TMY 3'!$D$5","v":2019},"04","01","07","04/01/2019 07:00","2019-04-01",81.23]
["20150401:1000",20.31,30.15,0,{"v":0,"d":"0.00"},0,317.72,1.84,198,97127,{"$f":"'Phoenix TMY 3'!$D$5","v":2019},"04","01","10","04/01/2019 10:00","2019-04-01T03:00:00",68.55799999999999]
["20150401:1300",20.73,28.27,0,{"v":0,"d":"0.00"},0,316.13,1.36,178,97162,{"$f":"'Phoenix TMY 3'!$D$5","v":2019},"04","01","13","04/01/2019 13:00","2019-04-01T06:00:00",69.314]
["20150401:1400",21.35,26.44,102,{"v":398.1,"d":"398.10"},45,{"v":315.8,"d":"315.80"},1.28,171,97181,{"$f":"'Phoenix TMY 3'!$D$5","v":2019},"04","01","14","04/01/2019 14:00","2019-04-01T07:00:00",70.43]
["20150401:2000",31.29,10.47,954,953.29,125,{"v":321,"d":"321.00"},4.48,240,96979,{"$f":"'Phoenix TMY 3'!$D$5","v":2019},"04","01","20","04/01/2019 20:00","2019-04-01T13:00:00",88.322]
["20150401:2200",30.74,{"v":9.4,"d":"9.40"},757,906.59,114,314.67,3.92,247,96864,{"$f":"'Phoenix TMY 3'!$D$5","v":2019},"04","01","22","04/01/2019 22:00","2019-04-01T15:00:00",87.332]
["20150402:0100",27.61,11.66,123,{"v":445.3,"d":"445.30"},50,301.67,2.87,255,96832,{"$f":"'Phoenix TMY 3'!$D$5","v":2019},"04","02","01","04/02/2019 01:00","2019-04-01T18:00:00",81.69800000000001]
["20150402:0400",23.33,17.26,0,{"v":0,"d":"0.00"},0,291.88,2.91,249,96941,{"$f":"'Phoenix TMY 3'!$D$5","v":2019},"04","02","04","04/02/2019 04:00","2019-04-01T21:00:00",73.994]
["20150402:0800",18.69,24.47,0,{"v":0,"d":"0.00"},0,{"v":280.6,"d":"280.60"},2.87,202,96979,{"$f":"'Phoenix TMY 3'!$D$5","v":2019},"04","02","08","04/02/2019 08:00","2019-04-02T01:00:00",65.642]
["20150402:1100",16.74,31.83,0,{"v":0,"d":"0.00"},0,{"v":276,"d":"276.00"},2.74,181,96989,{"$f":"'Phoenix TMY 3'!$D$5","v":2019},"04","02","11","04/02/2019 11:00","2019-04-02T04:00:00",62.132]
["20150402:1400",20.04,27.87,66,87.87,53,{"v":280.4,"d":"280.40"},2.18,181,97181,{"$f":"'Phoenix TMY 3'!$D$5","v":2019},"04","02","14","04/02/2019 14:00","2019-04-02T07:00:00",68.072]
["20150402:1700",26.45,17.86,592,445.82,279,{"v":294.8,"d":"294.80"},2.06,227,97229,{"$f":"'Phoenix TMY 3'!$D$5","v":2019},"04","02","17","04/02/2019 17:00","2019-04-02T10:00:00",79.61]
["20150402:1900",{"v":28.6,"d":"28.60"},{"v":12.4,"d":"12.40"},757,441.07,373,{"v":298.5,"d":"298.50"},4.77,243,97139,{"$f":"'Phoenix TMY 3'!$D$5","v":2019},"04","02","19","04/02/2019 19:00","2019-04-02T12:00:00",83.48]
["20150402:2300",28.87,7.35,494,567.94,176,{"v":300.8,"d":"300.80"},4.32,264,96989,{"$f":"'Phoenix TMY 3'!$D$5","v":2019},"04","02","23","04/02/2019 23:00","2019-04-02T16:00:00",83.96600000000001]
["20150403:0200",24.21,12.07,0,{"v":0,"d":"0.00"},0,291.95,2.72,290,97162,{"$f":"'Phoenix TMY 3'!$D$5","v":2019},"04","03","02","04/03/2019 02:00","2019-04-02T19:00:00",75.578]
["20150403:0500",20.14,15.65,0,{"v":0,"d":"0.00"},0,285.05,3.09,312,97344,{"$f":"'Phoenix TMY 3'!$D$5","v":2019},"04","03","05","04/03/2019 05:00","2019-04-02T22:00:00",68.25200000000001]
["20150403:0900",16.66,18.55,0,{"v":0,"d":"0.00"},0,280.35,{"v":2,"d":"2.00"},48,97440,{"$f":"'Phoenix TMY 3'!$D$5","v":2019},"04","03","09","04/03/2019 09:00","2019-04-03T02:00:00",61.988]
["20150403:1200",15.58,20.51,0,{"v":0,"d":"0.00"},0,{"v":277.4,"d":"277.40"},2.69,81,97594,{"$f":"'Phoenix TMY 3'!$D$5","v":2019},"04","03","12","04/03/2019 12:00","2019-04-03T05:00:00",60.044]
["20150403:1400",16.77,19.52,116,{"v":438.8,"d":"438.80"},49,{"v":275.5,"d":"275.50"},3.21,63,97825,{"$f":"'Phoenix TMY 3'!$D$5","v":2019},"04","03","14","04/03/2019 14:00","2019-04-03T07:00:00",62.186]
["20150403:1700",25.43,10.74,761,914.94,115,291.05,3.52,65,97796,{"$f":"'Phoenix TMY 3'!$D$5","v":2019},"04","03","17","04/03/2019 17:00","2019-04-03T10:00:00",77.774]
["20150403:2000",29.19,7.31,972,966.02,126,{"v":296.2,"d":"296.20"},0.28,273,97546,{"$f":"'Phoenix TMY 3'!$D$5","v":2019},"04","03","20","04/03/2019 20:00","2019-04-03T13:00:00",84.542]
["20150404:0000",{"v":28.2,"d":"28.20"},7.35,358,{"v":725.1,"d":"725.10"},84,287.02,1.43,295,97322,{"$f":"'Phoenix TMY 3'!$D$5","v":2019},"04","04","00","04/04/2019 00:00","2019-04-03T17:00:00",82.75999999999999]
["20150404:0300",{"v":24.3,"d":"24.30"},10.75,0,{"v":0,"d":"0.00"},0,280.67,1.83,333,97386,{"$f":"'Phoenix TMY 3'!$D$5","v":2019},"04","04","03","04/04/2019 03:00","2019-04-03T20:00:00",75.74000000000001]
["20150404:0600",20.28,15.75,0,{"v":0,"d":"0.00"},0,280.37,1.37,29,97392,{"$f":"'Phoenix TMY 3'!$D$5","v":2019},"04","04","06","04/04/2019 06:00","2019-04-03T23:00:00",68.504]
["20150404:1000",{"v":16.5,"d":"16.50"},24.19,0,{"v":0,"d":"0.00"},0,{"v":278,"d":"278.00"},1.14,77,97290,{"$f":"'Phoenix TMY 3'!$D$5","v":2019},"04","04","10","04/04/2019 10:00","2019-04-04T03:00:00",61.7]
["20150404:1100",15.68,25.86,0,{"v":0,"d":"0.00"},0,278.15,1.21,84,97258,{"$f":"'Phoenix TMY 3'!$D$5","v":2019},"04","04","11","04/04/2019 11:00","2019-04-04T04:00:00",60.224000000000004]
["20150404:1500",20.55,16.42,281,446.67,117,284.32,1.48,113,97412,{"$f":"'Phoenix TMY 3'!$D$5","v":2019},"04","04","15","04/04/2019 15:00","2019-04-04T08:00:00",68.99000000000001]
["20150404:1800",28.39,5.92,753,531.92,317,295.63,1.69,190,97267,{"$f":"'Phoenix TMY 3'!$D$5","v":2019},"04","04","18","04/04/2019 18:00","2019-04-04T11:00:00",83.102]
["20150404:2100",30.88,4.55,896,939.19,122,296.58,2.22,243,97018,{"$f":"'Phoenix TMY 3'!$D$5","v":2019},"04","04","21","04/04/2019 21:00","2019-04-04T14:00:00",87.584]
["20150405:0100",{"v":26.8,"d":"26.80"},7.48,66,35.01,60,297.45,2.44,268,96890,{"$f":"'Phoenix TMY 3'!$D$5","v":2019},"04","05","01","04/05/2019 01:00","2019-04-04T18:00:00",80.24000000000001]
["20150405:0400",22.57,11.17,0,{"v":0,"d":"0.00"},0,{"v":307.9,"d":"307.90"},3.25,274,96966,{"$f":"'Phoenix TMY 3'!$D$5","v":2019},"04","05","04","04/05/2019 04:00","2019-04-04T21:00:00",72.626]
["20150405:0800",19.87,{"v":9.3,"d":"9.30"},0,{"v":0,"d":"0.00"},0,{"v":287.9,"d":"287.90"},1.17,175,96922,{"$f":"'Phoenix TMY 3'!$D$5","v":2019},"04","05","08","04/05/2019 08:00","2019-04-05T01:00:00",67.766]
["20150405:1200",17.07,16.02,0,{"v":0,"d":"0.00"},0,271.83,1.96,158,96947,{"$f":"'Phoenix TMY 3'!$D$5","v":2019},"04","05","12","04/05/2019 12:00","2019-04-05T05:00:00",62.726]
["20150405:1500",{"v":22,"d":"22.00"},{"v":15,"d":"15.00"},352,723.85,83,276.12,2.16,171,97047,{"$f":"'Phoenix TMY 3'!$D$5","v":2019},"04","05","15","04/05/2019 15:00","2019-04-05T08:00:00",71.6]
["20150405:1600",24.41,14.09,577,848.48,102,281.03,2.12,184,97037,{"$f":"'Phoenix TMY 3'!$D$5","v":2019},"04","05","16","04/05/2019 16:00","2019-04-05T09:00:00",75.938]
["20150405:1900",29.11,11.56,975,964.26,126,290.02,2.86,214,96886,{"$f":"'Phoenix TMY 3'!$D$5","v":2019},"04","05","19","04/05/2019 19:00","2019-04-05T12:00:00",84.398]
["20150405:2200",29.58,10.45,774,915.84,115,299.72,2.87,229,96675,{"$f":"'Phoenix TMY 3'!$D$5","v":2019},"04","05","22","04/05/2019 22:00","2019-04-05T15:00:00",85.244]
["20150406:0200",24.88,15.17,0,{"v":0,"d":"0.00"},0,299.15,2.72,253,96633,{"$f":"'Phoenix TMY 3'!$D$5","v":2019},"04","06","02","04/06/2019 02:00","2019-04-05T19:00:00",76.78399999999999]
["20150406:0500",20.79,19.37,0,{"v":0,"d":"0.00"},0,293.85,2.83,226,96768,{"$f":"'Phoenix TMY 3'!$D$5","v":2019},"04","06","05","04/06/2019 05:00","2019-04-05T22:00:00",69.422]
["20150406:1000",15.88,29.17,0,{"v":0,"d":"0.00"},0,277.02,1.76,180,96906,{"$f":"'Phoenix TMY 3'!$D$5","v":2019},"04","06","10","04/06/2019 10:00","2019-04-06T03:00:00",60.584]
["20150406:1300",16.82,26.24,0,{"v":0,"d":"0.00"},0,275.43,1.31,184,97098,{"$f":"'Phoenix TMY 3'!$D$5","v":2019},"04","06","13","04/06/2019 13:00","2019-04-06T06:00:00",62.275999999999996]
["20150406:1600",22.05,16.37,581,849.35,102,{"v":283,"d":"283.00"},{"v":1.7,"d":"1.70"},202,97187,{"$f":"'Phoenix TMY 3'!$D$5","v":2019},"04","06","16","04/06/2019 16:00","2019-04-06T09:00:00",71.69]
["20150406:1700",24.22,12.78,772,915.45,115,{"v":286.3,"d":"286.30"},1.92,209,97191,{"$f":"'Phoenix TMY 3'!$D$5","v":2019},"04","06","17","04/06/2019 17:00","2019-04-06T10:00:00",75.596]
["20150406:2000",{"v":28.7,"d":"28.70"},8.43,983,967.69,127,{"v":286.1,"d":"286.10"},2.94,224,97037,{"$f":"'Phoenix TMY 3'!$D$5","v":2019},"04","06","20","04/06/2019 20:00","2019-04-06T13:00:00",83.66]
["20150406:2300",28.07,9.56,468,423.07,227,{"v":283.7,"d":"283.70"},3.96,238,96902,{"$f":"'Phoenix TMY 3'!$D$5","v":2019},"04","06","23","04/06/2019 23:00","2019-04-06T16:00:00",82.52600000000001]
["20150407:0200",23.17,{"v":15.3,"d":"15.30"},0,{"v":0,"d":"0.00"},0,283.75,2.84,272,96950,{"$f":"'Phoenix TMY 3'!$D$5","v":2019},"04","07","02","04/07/2019 02:00","2019-04-06T19:00:00",73.706]
["20150407:0700",17.97,22.64,0,{"v":0,"d":"0.00"},0,278.33,2.22,209,97066,{"$f":"'Phoenix TMY 3'!$D$5","v":2019},"04","07","07","04/07/2019 07:00","2019-04-07",64.346]
["20150407:1100",14.02,35.37,0,{"v":0,"d":"0.00"},0,273.35,2.33,182,97133,{"$f":"'Phoenix TMY 3'!$D$5","v":2019},"04","07","11","04/07/2019 11:00","2019-04-07T04:00:00",57.236000000000004]
["20150407:1400",16.46,29.82,108,321.05,53,{"v":271.8,"d":"271.80"},2.46,166,97354,{"$f":"'Phoenix TMY 3'!$D$5","v":2019},"04","07","14","04/07/2019 14:00","2019-04-07T07:00:00",61.628]
["20150407:1700",23.06,18.06,777,916.22,116,{"v":286.2,"d":"286.20"},2.65,215,97354,{"$f":"'Phoenix TMY 3'!$D$5","v":2019},"04","07","17","04/07/2019 17:00","2019-04-07T10:00:00",73.508]
["20150407:1800",24.38,16.25,915,954.04,123,288.35,3.43,220,97309,{"$f":"'Phoenix TMY 3'!$D$5","v":2019},"04","07","18","04/07/2019 18:00","2019-04-07T11:00:00",75.884]
["20150407:2100",26.79,12.55,795,597.31,298,293.75,4.47,233,97155,{"$f":"'Phoenix TMY 3'!$D$5","v":2019},"04","07","21","04/07/2019 21:00","2019-04-07T14:00:00",80.22200000000001]
["20150408:0300",21.56,18.01,0,{"v":0,"d":"0.00"},0,{"v":291.4,"d":"291.40"},3.27,269,97069,{"$f":"'Phoenix TMY 3'!$D$5","v":2019},"04","08","03","04/08/2019 03:00","2019-04-07T20:00:00",70.80799999999999]
["20150408:0500",19.07,23.05,0,{"v":0,"d":"0.00"},0,{"v":286.8,"d":"286.80"},2.61,268,97191,{"$f":"'Phoenix TMY 3'!$D$5","v":2019},"04","08","05","04/08/2019 05:00","2019-04-07T22:00:00",66.326]
["20150408:0800",15.93,33.57,0,{"v":0,"d":"0.00"},0,276.55,{"v":2.7,"d":"2.70"},266,97287,{"$f":"'Phoenix TMY 3'!$D$5","v":2019},"04","08","08","04/08/2019 08:00","2019-04-08T01:00:00",60.674]
["20150408:1200",14.26,{"v":47.5,"d":"47.50"},0,{"v":0,"d":"0.00"},0,272.47,2.75,271,97357,{"$f":"'Phoenix TMY 3'!$D$5","v":2019},"04","08","12","04/08/2019 12:00","2019-04-08T05:00:00",57.668]
["20150408:1500",17.26,41.58,364,{"v":727.8,"d":"727.80"},84,{"v":280.1,"d":"280.10"},2.84,274,97431,{"$f":"'Phoenix TMY 3'!$D$5","v":2019},"04","08","15","04/08/2019 15:00","2019-04-08T08:00:00",63.068000000000005]
["20150408:1800",21.72,24.52,909,942.98,123,291.33,3.37,270,97344,{"$f":"'Phoenix TMY 3'!$D$5","v":2019},"04","08","18","04/08/2019 18:00","2019-04-08T11:00:00",71.096]
["20150408:1900",22.97,20.36,981,959.74,127,293.57,3.61,268,97277,{"$f":"'Phoenix TMY 3'!$D$5","v":2019},"04","08","19","04/08/2019 19:00","2019-04-08T12:00:00",73.346]
["20150409:0000",22.88,14.39,373,739.12,85,285.15,3.98,276,97095,{"$f":"'Phoenix TMY 3'!$D$5","v":2019},"04","09","00","04/09/2019 00:00","2019-04-08T17:00:00",73.184]
["20150409:0300",19.09,18.71,0,{"v":0,"d":"0.00"},0,268.57,3.14,288,97213,{"$f":"'Phoenix TMY 3'!$D$5","v":2019},"04","09","03","04/09/2019 03:00","2019-04-08T20:00:00",66.362]
["20150409:0600",{"v":15.8,"d":"15.80"},24.13,0,{"v":0,"d":"0.00"},0,261.17,2.05,311,97315,{"$f":"'Phoenix TMY 3'!$D$5","v":2019},"04","09","06","04/09/2019 06:00","2019-04-08T23:00:00",60.44]
["20150409:0900",13.61,27.52,0,{"v":0,"d":"0.00"},0,259.05,0.98,12,97344,{"$f":"'Phoenix TMY 3'!$D$5","v":2019},"04","09","09","04/09/2019 09:00","2019-04-09T02:00:00",56.498000000000005]
["20150409:1300",13.88,25.69,0,{"v":0,"d":"0.00"},0,267.95,1.24,81,97408,{"$f":"'Phoenix TMY 3'!$D$5","v":2019},"04","09","13","04/09/2019 13:00","2019-04-09T06:00:00",56.984]
["20150409:1600",19.94,15.86,602,864.52,104,277.05,{"v":1.6,"d":"1.60"},125,97405,{"$f":"'Phoenix TMY 3'!$D$5","v":2019},"04","09","16","04/09/2019 16:00",{"$f":"(DATEVALUE(O2386)+TIMEVALUE(O2386))+($P$16/24)","v":"2019-04-09T09:00:00"},67.892]
["20150409:1900",25.51,9.72,{"v":1002,"d":"1,002"},978.92,128,279.78,1.93,194,97235,{"$f":"'Phoenix TMY 3'!$D$5","v":2019},"04","09","19","04/09/2019 19:00","2019-04-09T12:00:00",77.918]
["20150409:2100",{"v":27.1,"d":"27.10"},8.33,931,964.02,124,278.72,1.83,227,97098,{"$f":"'Phoenix TMY 3'!$D$5","v":2019},"04","09","21","04/09/2019 21:00","2019-04-09T14:00:00",80.78]
["20150410:0000",25.69,9.46,378,{"v":745,"d":"745.00"},86,{"v":275.8,"d":"275.80"},1.93,257,97018,{"$f":"'Phoenix TMY 3'!$D$5","v":2019},"04","10","00","04/10/2019 00:00","2019-04-09T17:00:00",78.242]
["20150410:0400",20.39,14.63,0,{"v":0,"d":"0.00"},0,{"v":273,"d":"273.00"},2.23,301,97165,{"$f":"'Phoenix TMY 3'!$D$5","v":2019},"04","10","04","04/10/2019 04:00","2019-04-09T21:00:00",68.702]
["20150410:0700",16.71,20.23,0,{"v":0,"d":"0.00"},0,270.72,1.05,64,97229,{"$f":"'Phoenix TMY 3'!$D$5","v":2019},"04","10","07","04/10/2019 07:00","2019-04-10",62.078]
["20150410:1000",13.52,24.71,0,{"v":0,"d":"0.00"},0,267.57,1.15,116,97248,{"$f":"'Phoenix TMY 3'!$D$5","v":2019},"04","10","10","04/10/2019 10:00","2019-04-10T03:00:00",56.336]
["20150410:1400",16.87,19.07,148,{"v":503.1,"d":"503.10"},55,{"v":267.6,"d":"267.60"},1.32,123,97431,{"$f":"'Phoenix TMY 3'!$D$5","v":2019},"04","10","14","04/10/2019 14:00","2019-04-10T07:00:00",62.366]
["20150410:1700",24.56,9.06,699,666.32,211,284.75,0.88,188,97412,{"$f":"'Phoenix TMY 3'!$D$5","v":2019},"04","10","17","04/10/2019 17:00","2019-04-10T10:00:00",76.208]
["20150410:1800",25.79,8.53,840,{"v":714.2,"d":"714.20"},240,285.95,1.12,201,97357,{"$f":"'Phoenix TMY 3'!$D$5","v":2019},"04","10","18","04/10/2019 18:00","2019-04-10T11:00:00",78.422]
["20150410:2200",28.24,7.71,790,921.33,116,287.95,0.93,242,97107,{"$f":"'Phoenix TMY 3'!$D$5","v":2019},"04","10","22","04/10/2019 22:00","2019-04-10T15:00:00",82.832]
["20150411:0100",25.29,11.76,145,484.12,55,286.72,1.94,270,97050,{"$f":"'Phoenix TMY 3'!$D$5","v":2019},"04","11","01","04/11/2019 01:00","2019-04-10T18:00:00",77.52199999999999]
["20150411:0500",{"v":19.8,"d":"19.80"},17.95,0,{"v":0,"d":"0.00"},0,{"v":289.2,"d":"289.20"},2.04,282,97162,{"$f":"'Phoenix TMY 3'!$D$5","v":2019},"04","11","05","04/11/2019 05:00","2019-04-10T22:00:00",67.64]
["20150411:0800",18.16,19.77,0,{"v":0,"d":"0.00"},0,{"v":284.5,"d":"284.50"},0.46,162,97152,{"$f":"'Phoenix TMY 3'!$D$5","v":2019},"04","11","08","04/11/2019 08:00","2019-04-11T01:00:00",64.688]
["20150411:1100",14.98,26.28,0,{"v":0,"d":"0.00"},0,{"v":277.8,"d":"277.80"},1.38,166,97152,{"$f":"'Phoenix TMY 3'!$D$5","v":2019},"04","11","11","04/11/2019 11:00","2019-04-11T04:00:00",58.964]
["20150411:1500",20.72,17.01,313,478.15,123,286.63,1.22,170,97293,{"$f":"'Phoenix TMY 3'!$D$5","v":2019},"04","11","15","04/11/2019 15:00","2019-04-11T08:00:00",69.29599999999999]
["20150411:1900",27.86,11.64,807,466.25,388,301.63,0.99,215,97152,{"$f":"'Phoenix TMY 3'!$D$5","v":2019},"04","11","19","04/11/2019 19:00","2019-04-11T12:00:00",82.148]
["20150411:2000",29.07,11.09,789,446.44,388,{"v":302.8,"d":"302.80"},1.28,221,97085,{"$f":"'Phoenix TMY 3'!$D$5","v":2019},"04","11","20","04/11/2019 20:00","2019-04-11T13:00:00",84.326]
["20150411:2300",28.84,11.68,470,407.84,233,{"v":300.9,"d":"300.90"},1.05,237,96854,{"$f":"'Phoenix TMY 3'!$D$5","v":2019},"04","11","23","04/11/2019 23:00","2019-04-11T16:00:00",83.912]
["20150412:0200",24.84,17.19,0,{"v":0,"d":"0.00"},0,{"v":294.1,"d":"294.10"},2.87,277,96845,{"$f":"'Phoenix TMY 3'!$D$5","v":2019},"04","12","02","04/12/2019 02:00","2019-04-11T19:00:00",76.712]
["20150412:0600",19.96,24.53,0,{"v":0,"d":"0.00"},0,293.97,2.02,253,97037,{"$f":"'Phoenix TMY 3'!$D$5","v":2019},"04","12","06","04/12/2019 06:00","2019-04-11T23:00:00",67.928]
["20150412:0900",18.01,{"v":29.5,"d":"29.50"},0,{"v":0,"d":"0.00"},0,{"v":299.7,"d":"299.70"},{"v":1.6,"d":"1.60"},180,97027,{"$f":"'Phoenix TMY 3'!$D$5","v":2019},{"$f":"MID(A2451,5,2)","v":"04"},{"$f":"MID(A2451,7,2)","v":"12"},{"$f":"MID(A2451,10,2)","v":"09"},{"$f":"L2451&\"/\"&M2451&\"/\"&K2451&\" \"&N2451&\":00\"","v":"04/12/2019 09:00"},"2019-04-12T02:00:00",{"$f":"((9/5)*B2451)+32","v":64.418}]
["20150412:1300",17.77,29.83,0,{"v":0,"d":"0.00"},0,{"v":318.1,"d":"318.10"},2.51,204,97181,{"$f":"'Phoenix TMY 3'!$D$5","v":2019},"04","12","13","04/12/2019 13:00","2019-04-12T06:00:00",63.986000000000004]
["20150412:1600",22.66,21.08,491,485.02,206,327.27,3.31,252,97255,{"$f":"'Phoenix TMY 3'!$D$5","v":2019},"04","12","16","04/12/2019 16:00","2019-04-12T09:00:00",72.78800000000001]
["20150412:2000",28.84,12.69,972,939.19,126,{"v":333.5,"d":"333.50"},{"v":5.3,"d":"5.30"},278,96989,{"$f":"'Phoenix TMY 3'!$D$5","v":2019},"04","12","20","04/12/2019 20:00","2019-04-12T13:00:00",83.912]
["20150412:2100",29.02,12.07,904,924.96,123,332.42,4.54,279,96915,{"$f":"'Phoenix TMY 3'!$D$5","v":2019},"04","12","21","04/12/2019 21:00","2019-04-12T14:00:00",84.23599999999999]
["20150413:0000",27.79,12.26,333,{"v":591.9,"d":"591.90"},97,325.13,2.88,265,96861,{"$f":"'Phoenix TMY 3'!$D$5","v":2019},"04","13","00","04/13/2019 00:00","2019-04-12T17:00:00",82.02199999999999]
["20150413:0300",{"v":23.5,"d":"23.50"},17.99,0,{"v":0,"d":"0.00"},0,308.48,2.48,233,97136,{"$f":"'Phoenix TMY 3'!$D$5","v":2019},"04","13","03","04/13/2019 03:00","2019-04-12T20:00:00",74.30000000000001]
["20150413:0700",18.86,30.18,0,{"v":0,"d":"0.00"},0,288.62,1.32,223,97373,{"$f":"'Phoenix TMY 3'!$D$5","v":2019},"04","13","07","04/13/2019 07:00","2019-04-13",65.94800000000001]
["20150413:1000",16.41,39.55,0,{"v":0,"d":"0.00"},0,282.03,1.72,193,97447,{"$f":"'Phoenix TMY 3'!$D$5","v":2019},"04","13","10","04/13/2019 10:00","2019-04-13T03:00:00",61.538]
["20150413:1300",17.61,{"v":35.2,"d":"35.20"},0,{"v":0,"d":"0.00"},0,{"v":283,"d":"283.00"},1.29,194,97623,{"$f":"'Phoenix TMY 3'!$D$5","v":2019},"04","13","13","04/13/2019 13:00","2019-04-13T06:00:00",63.698]
["20150413:1800",27.42,16.77,917,933.48,124,310.05,1.58,283,97607,{"$f":"'Phoenix TMY 3'!$D$5","v":2019},"04","13","18","04/13/2019 18:00","2019-04-13T11:00:00",81.356]
["20150413:2100",30.85,12.62,916,935.41,124,317.33,2.27,278,97392,{"$f":"'Phoenix TMY 3'!$D$5","v":2019},"04","13","21","04/13/2019 21:00","2019-04-13T14:00:00",87.53]
["20150413:2200",31.03,12.07,783,903.43,116,317.32,2.26,278,97325,{"$f":"'Phoenix TMY 3'!$D$5","v":2019},"04","13","22","04/13/2019 22:00","2019-04-13T15:00:00",87.85400000000001]
["20150414:0100",27.76,17.47,149,486.93,55,309.57,1.41,269,97296,{"$f":"'Phoenix TMY 3'!$D$5","v":2019},"04","14","01","04/14/2019 01:00","2019-04-13T18:00:00",81.968]
["20150414:0400",24.25,23.63,0,{"v":0,"d":"0.00"},0,306.13,1.58,242,97405,{"$f":"'Phoenix TMY 3'!$D$5","v":2019},"04","14","04","04/14/2019 04:00","2019-04-13T21:00:00",75.65]
["20150414:0800",20.47,{"v":27,"d":"27.00"},0,{"v":0,"d":"0.00"},0,{"v":301.4,"d":"301.40"},1.32,116,97469,{"$f":"'Phoenix TMY 3'!$D$5","v":2019},"04","14","08","04/14/2019 08:00","2019-04-14T01:00:00",68.846]
["20150414:1000",18.26,35.07,0,{"v":0,"d":"0.00"},0,298.97,1.46,113,97476,{"$f":"'Phoenix TMY 3'!$D$5","v":2019},"04","14","10","04/14/2019 10:00","2019-04-14T03:00:00",64.868]
["20150414:1600",26.43,22.06,598,830.24,104,{"v":316.3,"d":"316.30"},1.83,152,97559,{"$f":"'Phoenix TMY 3'!$D$5","v":2019},"04","14","16","04/14/2019 16:00","2019-04-14T09:00:00",79.574]
["20150414:1900",31.54,14.17,981,{"v":941.6,"d":"941.60"},127,333.17,3.03,212,97348,{"$f":"'Phoenix TMY 3'!$D$5","v":2019},"04","14","19","04/14/2019 19:00","2019-04-14T12:00:00",88.77199999999999]
["20150414:2200",32.38,11.01,779,895.38,116,332.73,5.03,244,97085,{"$f":"'Phoenix TMY 3'!$D$5","v":2019},"04","14","22","04/14/2019 22:00","2019-04-14T15:00:00",90.284]
["20150414:2300",32.19,10.55,594,833.82,104,{"v":330.5,"d":"330.50"},5.68,249,96998,{"$f":"'Phoenix TMY 3'!$D$5","v":2019},"04","14","23","04/14/2019 23:00","2019-04-14T16:00:00",89.94200000000001]
["20150415:0200",28.52,13.87,0,{"v":0,"d":"0.00"},0,325.85,3.23,267,96931,{"$f":"'Phoenix TMY 3'!$D$5","v":2019},"04","15","02","04/15/2019 02:00","2019-04-14T19:00:00",83.336]
["20150415:0600",23.47,17.56,0,{"v":0,"d":"0.00"},0,313.02,3.36,265,97040,{"$f":"'Phoenix TMY 3'!$D$5","v":2019},"04","15","06","04/15/2019 06:00","2019-04-14T23:00:00",74.24600000000001]
["20150415:1100",17.87,{"v":10.3,"d":"10.30"},0,{"v":0,"d":"0.00"},0,{"v":293,"d":"293.00"},2.72,283,97152,{"$f":"'Phoenix TMY 3'!$D$5","v":2019},"04","15","11","04/15/2019 11:00","2019-04-15T04:00:00",64.166]
["20150415:1300",19.31,8.66,0,{"v":0,"d":"0.00"},0,293.13,2.45,248,97216,{"$f":"'Phoenix TMY 3'!$D$5","v":2019},"04","15","13","04/15/2019 13:00","2019-04-15T06:00:00",66.758]
["20150415:1700",26.28,4.71,810,923.42,118,301.75,3.67,255,97171,{"$f":"'Phoenix TMY 3'!$D$5","v":2019},"04","15","17","04/15/2019 17:00","2019-04-15T10:00:00",79.304]
["20150415:2000",29.19,4.17,{"v":1019,"d":"1,019"},978.89,130,{"v":300.2,"d":"300.20"},6.44,266,96912,{"$f":"'Phoenix TMY 3'!$D$5","v":2019},"04","15","20","04/15/2019 20:00","2019-04-15T13:00:00",84.542]
["20150415:2300",27.37,4.33,622,{"v":874.9,"d":"874.90"},106,287.65,6.98,275,96758,{"$f":"'Phoenix TMY 3'!$D$5","v":2019},"04","15","23","04/15/2019 23:00","2019-04-15T16:00:00",81.266]
["20150416:0000",25.74,4.92,395,757.41,88,281.95,6.42,278,96835,{"$f":"'Phoenix TMY 3'!$D$5","v":2019},"04","16","00","04/16/2019 00:00","2019-04-15T17:00:00",78.332]
["20150416:0300",21.28,7.33,0,{"v":0,"d":"0.00"},0,267.53,5.57,295,97082,{"$f":"'Phoenix TMY 3'!$D$5","v":2019},"04","16","03","04/16/2019 03:00","2019-04-15T20:00:00",70.304]
["20150416:0800",15.26,14.86,0,{"v":0,"d":"0.00"},0,247.35,3.75,331,97364,{"$f":"'Phoenix TMY 3'!$D$5","v":2019},"04","16","08","04/16/2019 08:00","2019-04-16T01:00:00",59.468]
["20150416:1100",12.52,19.37,0,{"v":0,"d":"0.00"},0,{"v":235,"d":"235.00"},{"v":3.5,"d":"3.50"},328,97402,{"$f":"'Phoenix TMY 3'!$D$5","v":2019},"04","16","11","04/16/2019 11:00","2019-04-16T04:00:00",54.536]
["20150416:1400",15.26,15.48,177,550.79,61,{"v":241.2,"d":"241.20"},3.45,339,97536,{"$f":"'Phoenix TMY 3'!$D$5","v":2019},"04","16","14","04/16/2019 14:00","2019-04-16T07:00:00",59.468]
["20150416:1800",21.21,11.59,956,965.81,127,250.48,3.87,308,97424,{"$f":"'Phoenix TMY 3'!$D$5","v":2019},"04","16","18","04/16/2019 18:00","2019-04-16T11:00:00",70.178]
["20150416:2100",23.43,10.51,943,957.35,126,250.17,4.02,304,97258,{"$f":"'Phoenix TMY 3'!$D$5","v":2019},"04","16","21","04/16/2019 21:00","2019-04-16T14:00:00",74.174]
["20150417:0000",22.37,11.57,390,743.55,87,251.02,3.12,308,97261,{"$f":"'Phoenix TMY 3'!$D$5","v":2019},"04","17","00","04/17/2019 00:00","2019-04-16T17:00:00",72.266]
["20150417:0100",{"v":21.2,"d":"21.20"},13.18,159,504.73,58,250.03,2.67,306,97341,{"$f":"'Phoenix TMY 3'!$D$5","v":2019},"04","17","01","04/17/2019 01:00","2019-04-16T18:00:00",70.16]
["20150417:0500",16.96,{"v":23,"d":"23.00"},0,{"v":0,"d":"0.00"},0,253.45,3.23,256,97594,{"$f":"'Phoenix TMY 3'!$D$5","v":2019},"04","17","05","04/17/2019 05:00","2019-04-16T22:00:00",62.528000000000006]
["20150417:0900",15.71,27.73,0,{"v":0,"d":"0.00"},0,249.63,1.27,176,97565,{"$f":"'Phoenix TMY 3'!$D$5","v":2019},"04","17","09","04/17/2019 09:00","2019-04-17T02:00:00",60.278000000000006]
["20150417:1200",14.12,28.84,0,{"v":0,"d":"0.00"},0,253.18,0.94,97,97629,{"$f":"'Phoenix TMY 3'!$D$5","v":2019},"04","17","12","04/17/2019 12:00","2019-04-17T05:00:00",57.416]
["20150417:1500",17.65,22.58,407,755.16,89,264.75,1.56,6,97719,{"$f":"'Phoenix TMY 3'!$D$5","v":2019},"04","17","15","04/17/2019 15:00","2019-04-17T08:00:00",63.769999999999996]
["20150417:1900",{"v":25.1,"d":"25.10"},{"v":14.9,"d":"14.90"},{"v":1018,"d":"1,018"},970.75,130,276.68,{"v":3.3,"d":"3.30"},295,97463,{"$f":"'Phoenix TMY 3'!$D$5","v":2019},"04","17","19","04/17/2019 19:00","2019-04-17T12:00:00",77.18]
["20150417:2200",26.57,12.73,804,918.61,118,276.35,3.21,292,97219,{"$f":"'Phoenix TMY 3'!$D$5","v":2019},"04","17","22","04/17/2019 22:00","2019-04-17T15:00:00",79.826]
["20150418:0200",22.56,19.94,0,{"v":0,"d":"0.00"},0,269.65,2.29,283,97296,{"$f":"'Phoenix TMY 3'!$D$5","v":2019},"04","18","02","04/18/2019 02:00","2019-04-17T19:00:00",72.608]
["20150418:0300",21.86,22.21,0,{"v":0,"d":"0.00"},0,271.32,2.08,274,97335,{"$f":"'Phoenix TMY 3'!$D$5","v":2019},"04","18","03","04/18/2019 03:00","2019-04-17T20:00:00",71.348]
["20150418:0600",19.41,27.14,0,{"v":0,"d":"0.00"},0,274.65,1.67,240,97402,{"$f":"'Phoenix TMY 3'!$D$5","v":2019},"04","18","06","04/18/2019 06:00","2019-04-17T23:00:00",66.938]
["20150418:1000",16.64,27.06,0,{"v":0,"d":"0.00"},0,274.72,1.39,188,97364,{"$f":"'Phoenix TMY 3'!$D$5","v":2019},"04","18","10","04/18/2019 10:00","2019-04-18T03:00:00",61.952]
["20150418:1300",18.12,23.68,0,{"v":0,"d":"0.00"},0,277.78,1.56,201,97450,{"$f":"'Phoenix TMY 3'!$D$5","v":2019},"04","18","13","04/18/2019 13:00","2019-04-18T06:00:00",64.616]
["20150418:1600",24.13,16.61,626,853.79,106,290.43,1.59,250,97415,{"$f":"'Phoenix TMY 3'!$D$5","v":2019},"04","18","16","04/18/2019 16:00","2019-04-18T09:00:00",75.434]
["20150418:2000",30.76,10.54,{"v":1011,"d":"1,011"},963.84,129,298.95,{"v":4.3,"d":"4.30"},278,97085,{"$f":"'Phoenix TMY 3'!$D$5","v":2019},"04","18","20","04/18/2019 20:00","2019-04-18T13:00:00",87.368]
["20150418:2300",30.69,9.82,617,857.36,106,296.35,3.85,282,96845,{"$f":"'Phoenix TMY 3'!$D$5","v":2019},"04","18","23","04/18/2019 23:00","2019-04-18T16:00:00",87.242]
["20150419:0100",27.57,11.53,163,512.75,58,290.55,3.43,265,96941,{"$f":"'Phoenix TMY 3'!$D$5","v":2019},"04","19","01","04/19/2019 01:00","2019-04-18T18:00:00",81.626]
["20150419:0400",{"v":23.4,"d":"23.40"},15.34,0,{"v":0,"d":"0.00"},0,287.68,3.86,248,97066,{"$f":"'Phoenix TMY 3'!$D$5","v":2019},"04","19","04","04/19/2019 04:00","2019-04-18T21:00:00",74.12]
["20150419:0700",19.76,19.65,0,{"v":0,"d":"0.00"},0,284.17,2.96,228,97130,{"$f":"'Phoenix TMY 3'!$D$5","v":2019},"04","19","07","04/19/2019 07:00","2019-04-19",67.56800000000001]
["20150419:1100",17.95,19.43,0,{"v":0,"d":"0.00"},0,278.95,1.82,186,97143,{"$f":"'Phoenix TMY 3'!$D$5","v":2019},"04","19","11","04/19/2019 11:00","2019-04-19T04:00:00",64.31]
["20150419:1400",20.63,21.36,180,534.33,61,281.45,1.71,166,97315,{"$f":"'Phoenix TMY 3'!$D$5","v":2019},"04","19","14","04/19/2019 14:00","2019-04-19T07:00:00",69.134]
["20150419:1800",29.29,13.12,940,939.27,126,304.93,1.72,250,97127,{"$f":"'Phoenix TMY 3'!$D$5","v":2019},"04","19","18","04/19/2019 18:00","2019-04-19T11:00:00",84.72200000000001]
["20150419:2000",32.01,10.06,{"v":1004,"d":"1,004"},953.89,129,{"v":308,"d":"308.00"},3.14,262,96960,{"$f":"'Phoenix TMY 3'!$D$5","v":2019},"04","19","20","04/19/2019 20:00","2019-04-19T13:00:00",89.618]
["20150420:0100",{"v":28.5,"d":"28.50"},12.75,162,502.17,58,297.42,1.94,283,96771,{"$f":"'Phoenix TMY 3'!$D$5","v":2019},"04","20","01","04/20/2019 01:00","2019-04-19T18:00:00",83.30000000000001]
["20150420:0200",26.99,14.25,0,{"v":0,"d":"0.00"},0,{"v":293.8,"d":"293.80"},1.75,287,96778,{"$f":"'Phoenix TMY 3'!$D$5","v":2019},"04","20","02","04/20/2019 02:00","2019-04-19T19:00:00",80.582]
["20150420:0500",22.98,16.79,0,{"v":0,"d":"0.00"},0,294.25,{"v":2.5,"d":"2.50"},260,96902,{"$f":"'Phoenix TMY 3'!$D$5","v":2019},"04","20","05","04/20/2019 05:00","2019-04-19T22:00:00",73.364]
["20150420:0800",20.67,19.93,0,{"v":0,"d":"0.00"},0,{"v":287.8,"d":"287.80"},{"v":2,"d":"2.00"},209,96922,{"$f":"'Phoenix TMY 3'!$D$5","v":2019},"04","20","08","04/20/2019 08:00",{"$f":"(DATEVALUE(O2642)+TIMEVALUE(O2642))+($P$16/24)","v":"2019-04-20T01:00:00"},69.206]
["20150420:1200",18.88,25.23,0,{"v":0,"d":"0.00"},0,283.97,{"v":1.5,"d":"1.50"},161,96954,{"$f":"'Phoenix TMY 3'!$D$5","v":2019},"04","20","12","04/20/2019 12:00","2019-04-20T05:00:00",65.98400000000001]
["20150420:1500",23.76,16.08,412,747.49,89,291.72,1.47,183,97031,{"$f":"'Phoenix TMY 3'!$D$5","v":2019},"04","20","15","04/20/2019 15:00","2019-04-20T08:00:00",74.768]
["20150420:1700",28.54,10.87,815,910.08,119,304.35,1.02,224,96979,{"$f":"'Phoenix TMY 3'!$D$5","v":2019},"04","20","17","04/20/2019 17:00","2019-04-20T10:00:00",83.372]
["20150420:2300",31.15,9.04,618,853.27,106,{"v":305.8,"d":"305.80"},1.13,239,96528,{"$f":"'Phoenix TMY 3'!$D$5","v":2019},"04","20","23","04/20/2019 23:00","2019-04-20T16:00:00",88.07]
["20150421:0200",27.26,14.16,0,{"v":0,"d":"0.00"},0,{"v":304.6,"d":"304.60"},2.55,277,96585,{"$f":"'Phoenix TMY 3'!$D$5","v":2019},"04","21","02","04/21/2019 02:00","2019-04-20T19:00:00",81.06800000000001]
["20150421:0300",25.85,15.55,0,{"v":0,"d":"0.00"},0,306.75,{"v":3.2,"d":"3.20"},264,96633,{"$f":"'Phoenix TMY 3'!$D$5","v":2019},"04","21","03","04/21/2019 03:00","2019-04-20T20:00:00",78.53]
["20150421:0600",22.02,18.62,0,{"v":0,"d":"0.00"},0,306.37,{"v":4,"d":"4.00"},224,96755,{"$f":"'Phoenix TMY 3'!$D$5","v":2019},"04","21","06","04/21/2019 06:00","2019-04-20T23:00:00",71.636]
["20150421:0900",19.32,22.48,0,{"v":0,"d":"0.00"},0,{"v":294.5,"d":"294.50"},{"v":2.2,"d":"2.20"},190,96835,{"$f":"'Phoenix TMY 3'!$D$5","v":2019},"04","21","09","04/21/2019 09:00","2019-04-21T02:00:00",66.77600000000001]
["20150421:1300",{"v":20.1,"d":"20.10"},22.92,0,{"v":0,"d":"0.00"},0,291.87,1.38,158,97015,{"$f":"'Phoenix TMY 3'!$D$5","v":2019},"04","21","13","04/21/2019 13:00","2019-04-21T06:00:00",68.18]
["20150421:1800",28.13,13.28,947,{"v":941.7,"d":"941.70"},126,309.43,2.95,204,96960,{"$f":"'Phoenix TMY 3'!$D$5","v":2019},"04","21","18","04/21/2019 18:00","2019-04-21T11:00:00",82.634]
["20150421:2100",29.64,11.46,945,948.24,126,310.55,3.51,217,96762,{"$f":"'Phoenix TMY 3'!$D$5","v":2019},"04","21","21","04/21/2019 21:00","2019-04-21T14:00:00",85.352]
["20150422:0000",27.91,{"v":13,"d":"13.00"},188,52.61,166,306.52,3.65,235,96640,{"$f":"'Phoenix TMY 3'!$D$5","v":2019},"04","22","00","04/22/2019 00:00","2019-04-21T17:00:00",82.238]
["20150422:0300",24.54,19.03,0,{"v":0,"d":"0.00"},0,{"v":302.8,"d":"302.80"},4.54,250,96698,{"$f":"'Phoenix TMY 3'!$D$5","v":2019},"04","22","03","04/22/2019 03:00","2019-04-21T20:00:00",76.172]
["20150422:0400",23.18,21.54,0,{"v":0,"d":"0.00"},0,302.55,3.74,242,96742,{"$f":"'Phoenix TMY 3'!$D$5","v":2019},"04","22","04","04/22/2019 04:00","2019-04-21T21:00:00",73.724]
["20150422:0700",19.76,24.51,0,{"v":0,"d":"0.00"},0,{"v":295.7,"d":"295.70"},2.65,209,96832,{"$f":"'Phoenix TMY 3'!$D$5","v":2019},"04","22","07","04/22/2019 07:00","2019-04-22",67.56800000000001]
["20150422:1100",16.77,34.11,0,{"v":0,"d":"0.00"},0,{"v":284.8,"d":"284.80"},0.77,177,96941,{"$f":"'Phoenix TMY 3'!$D$5","v":2019},"04","22","11","04/22/2019 11:00","2019-04-22T04:00:00",62.186]
["20150422:1500",21.28,23.12,420,751.52,90,287.85,1.37,191,97079,{"$f":"'Phoenix TMY 3'!$D$5","v":2019},"04","22","15","04/22/2019 15:00","2019-04-22T08:00:00",70.304]
["20150422:1800",25.85,{"v":17.2,"d":"17.20"},946,937.86,126,299.72,2.25,200,96995,{"$f":"'Phoenix TMY 3'!$D$5","v":2019},"04","22","18","04/22/2019 18:00","2019-04-22T11:00:00",78.53]
["20150422:2200",{"v":27.6,"d":"27.60"},15.12,797,897.41,118,303.62,4.97,215,96739,{"$f":"'Phoenix TMY 3'!$D$5","v":2019},"04","22","22","04/22/2019 22:00","2019-04-22T15:00:00",81.68]
["20150423:0100",25.71,19.08,165,495.27,59,{"v":302.8,"d":"302.80"},4.79,227,96707,{"$f":"'Phoenix TMY 3'!$D$5","v":2019},{"$f":"MID(A2707,5,2)","v":"04"},{"$f":"MID(A2707,7,2)","v":"23"},{"$f":"MID(A2707,10,2)","v":"01"},{"$f":"L2707&\"/\"&M2707&\"/\"&K2707&\" \"&N2707&\":00\"","v":"04/23/2019 01:00"},"2019-04-22T18:00:00",{"$f":"((9/5)*B2707)+32","v":78.278}]
["20150423:0400",22.27,28.64,0,{"v":0,"d":"0.00"},0,{"v":299.1,"d":"299.10"},2.77,223,96848,{"$f":"'Phoenix TMY 3'!$D$5","v":2019},"04","23","04","04/23/2019 04:00","2019-04-22T21:00:00",72.086]
["20150423:0500",20.98,32.54,0,{"v":0,"d":"0.00"},0,{"v":297.4,"d":"297.40"},2.03,218,96912,{"$f":"'Phoenix TMY 3'!$D$5","v":2019},"04","23","05","04/23/2019 05:00","2019-04-22T22:00:00",69.76400000000001]
["20150423:0800",17.78,41.96,0,{"v":0,"d":"0.00"},0,{"v":285.3,"d":"285.30"},{"v":2.7,"d":"2.70"},188,97018,{"$f":"'Phoenix TMY 3'!$D$5","v":2019},"04","23","08","04/23/2019 08:00","2019-04-23T01:00:00",64.004]
["20150423:1200",16.77,51.13,0,{"v":0,"d":"0.00"},0,282.12,0.26,169,97072,{"$f":"'Phoenix TMY 3'!$D$5","v":2019},"04","23","12","04/23/2019 12:00","2019-04-23T05:00:00",62.186]
["20150423:1600",22.14,30.21,631,838.31,107,304.38,0.99,196,97066,{"$f":"'Phoenix TMY 3'!$D$5","v":2019},"04","23","16","04/23/2019 16:00","2019-04-23T09:00:00",71.852]
["20150423:1900",25.56,21.09,996,933.51,129,319.13,{"v":2.5,"d":"2.50"},210,96915,{"$f":"'Phoenix TMY 3'!$D$5","v":2019},"04","23","19","04/23/2019 19:00","2019-04-23T12:00:00",78.008]
["20150423:2300",25.51,19.32,606,826.83,105,321.45,2.14,226,96682,{"$f":"'Phoenix TMY 3'!$D$5","v":2019},"04","23","23","04/23/2019 23:00","2019-04-23T16:00:00",77.918]
["20150424:0200",24.24,23.76,0,{"v":0,"d":"0.00"},0,{"v":327.7,"d":"327.70"},3.49,247,96701,{"$f":"'Phoenix TMY 3'!$D$5","v":2019},"04","24","02","04/24/2019 02:00","2019-04-23T19:00:00",75.632]
["20150424:0500",{"v":21.1,"d":"21.10"},31.63,0,{"v":0,"d":"0.00"},0,319.05,3.02,218,96902,{"$f":"'Phoenix TMY 3'!$D$5","v":2019},"04","24","05","04/24/2019 05:00","2019-04-23T22:00:00",69.98]
["20150424:0600",20.11,34.76,0,{"v":0,"d":"0.00"},0,314.28,3.13,211,96915,{"$f":"'Phoenix TMY 3'!$D$5","v":2019},"04","24","06","04/24/2019 06:00","2019-04-23T23:00:00",68.19800000000001]
["20150424:0900",17.45,44.17,0,{"v":0,"d":"0.00"},0,301.95,2.81,195,96979,{"$f":"'Phoenix TMY 3'!$D$5","v":2019},"04","24","09","04/24/2019 09:00","2019-04-24T02:00:00",63.41]
["20150424:1400",17.85,46.59,127,153.16,90,{"v":307.9,"d":"307.90"},1.61,198,97239,{"$f":"'Phoenix TMY 3'!$D$5","v":2019},"04","24","14","04/24/2019 14:00","2019-04-24T07:00:00",64.13]
["20150424:1700",22.08,33.38,398,60.58,351,{"v":328.8,"d":"328.80"},2.77,221,97258,{"$f":"'Phoenix TMY 3'!$D$5","v":2019},"04","24","17","04/24/2019 17:00","2019-04-24T10:00:00",71.744]
["20150424:2000",24.97,28.04,236,12.94,224,346.95,{"v":3.1,"d":"3.10"},233,97114,{"$f":"'Phoenix TMY 3'!$D$5","v":2019},"04","24","20","04/24/2019 20:00","2019-04-24T13:00:00",76.946]
["20150425:0000",24.17,31.09,390,711.69,88,{"v":325.2,"d":"325.20"},1.31,247,97002,{"$f":"'Phoenix TMY 3'!$D$5","v":2019},"04","25","00","04/25/2019 00:00","2019-04-24T17:00:00",75.506]
["20150425:0300",21.69,39.06,0,{"v":0,"d":"0.00"},0,299.72,2.08,254,97091,{"$f":"'Phoenix TMY 3'!$D$5","v":2019},"04","25","03","04/25/2019 03:00","2019-04-24T20:00:00",71.042]
["20150425:0400",20.65,42.16,0,{"v":0,"d":"0.00"},0,299.43,2.34,251,97117,{"$f":"'Phoenix TMY 3'!$D$5","v":2019},"04","25","04","04/25/2019 04:00","2019-04-24T21:00:00",69.17]
["20150425:1000",16.09,{"v":59.5,"d":"59.50"},0,{"v":0,"d":"0.00"},0,291.32,1.26,201,97175,{"$f":"'Phoenix TMY 3'!$D$5","v":2019},"04","25","10","04/25/2019 10:00","2019-04-25T03:00:00",60.962]
["20150425:1100",15.51,62.89,0,{"v":0,"d":"0.00"},0,290.35,0.63,195,97181,{"$f":"'Phoenix TMY 3'!$D$5","v":2019},"04","25","11","04/25/2019 11:00","2019-04-25T04:00:00",59.918]
["20150425:1500",19.22,{"v":44.7,"d":"44.70"},417,728.17,90,293.63,1.66,210,97229,{"$f":"'Phoenix TMY 3'!$D$5","v":2019},"04","25","15","04/25/2019 15:00","2019-04-25T08:00:00",66.596]
["20150425:1800",23.87,31.85,933,915.53,126,304.73,3.12,228,97063,{"$f":"'Phoenix TMY 3'!$D$5","v":2019},"04","25","18","04/25/2019 18:00","2019-04-25T11:00:00",74.96600000000001]
["20150425:2100",26.27,27.51,668,272.04,431,{"v":311.5,"d":"311.50"},4.86,241,96813,{"$f":"'Phoenix TMY 3'!$D$5","v":2019},"04","25","21","04/25/2019 21:00","2019-04-25T14:00:00",79.286]
["20150426:0100",23.58,51.19,74,{"v":0,"d":"0.00"},74,317.43,3.75,248,96704,{"$f":"'Phoenix TMY 3'!$D$5","v":2019},"04","26","01","04/26/2019 01:00","2019-04-25T18:00:00",74.44399999999999]
["20150426:0400",19.44,79.08,0,{"v":0,"d":"0.00"},0,{"v":332.8,"d":"332.80"},2.58,257,96784,{"$f":"'Phoenix TMY 3'!$D$5","v":2019},"04","26","04","04/26/2019 04:00","2019-04-25T21:00:00",66.992]
["20150426:0700",15.98,83.61,0,{"v":0,"d":"0.00"},0,346.15,2.52,264,96790,{"$f":"'Phoenix TMY 3'!$D$5","v":2019},"04","26","07","04/26/2019 07:00","2019-04-26",60.764]
["20150426:0900",14.64,79.67,0,{"v":0,"d":"0.00"},0,337.53,2.07,262,96787,{"$f":"'Phoenix TMY 3'!$D$5","v":2019},"04","26","09","04/26/2019 09:00","2019-04-26T02:00:00",58.352000000000004]
["20150426:1200",14.38,{"v":70.7,"d":"70.70"},0,{"v":0,"d":"0.00"},0,308.85,2.54,259,96864,{"$f":"'Phoenix TMY 3'!$D$5","v":2019},"04","26","12","04/26/2019 12:00","2019-04-26T05:00:00",57.884]
["20150426:1600",18.93,44.94,635,831.47,108,303.65,5.11,281,96973,{"$f":"'Phoenix TMY 3'!$D$5","v":2019},"04","26","16","04/26/2019 16:00","2019-04-26T09:00:00",66.074]
["20150426:1900",23.22,29.25,454,45.99,411,302.93,5.65,290,96835,{"$f":"'Phoenix TMY 3'!$D$5","v":2019},"04","26","19","04/26/2019 19:00","2019-04-26T12:00:00",73.79599999999999]
["20150426:2300",24.79,21.32,28,{"v":0,"d":"0.00"},28,{"v":300.2,"d":"300.20"},3.53,300,96662,{"$f":"'Phoenix TMY 3'!$D$5","v":2019},"04","26","23","04/26/2019 23:00","2019-04-26T16:00:00",76.622]
["20150427:0200",{"v":21,"d":"21.00"},35.28,0,{"v":0,"d":"0.00"},0,292.05,{"v":3.6,"d":"3.60"},297,96922,{"$f":"'Phoenix TMY 3'!$D$5","v":2019},"04","27","02","04/27/2019 02:00","2019-04-26T19:00:00",69.80000000000001]
["20150427:0400",19.32,38.99,0,{"v":0,"d":"0.00"},0,287.78,2.04,263,97011,{"$f":"'Phoenix TMY 3'!$D$5","v":2019},"04","27","04","04/27/2019 04:00","2019-04-26T21:00:00",66.77600000000001]
["20150427:0700",16.58,45.37,0,{"v":0,"d":"0.00"},0,282.78,{"v":1.6,"d":"1.60"},3,97056,{"$f":"'Phoenix TMY 3'!$D$5","v":2019},"04","27","07","04/27/2019 07:00","2019-04-27",61.843999999999994]
["20150427:1000",13.63,{"v":53.9,"d":"53.90"},0,{"v":0,"d":"0.00"},0,279.08,1.27,68,97095,{"$f":"'Phoenix TMY 3'!$D$5","v":2019},"04","27","10","04/27/2019 10:00","2019-04-27T03:00:00",56.534000000000006]
["20150427:1300",15.31,52.37,21,98.57,17,280.38,0.93,69,97223,{"$f":"'Phoenix TMY 3'!$D$5","v":2019},"04","27","13","04/27/2019 13:00","2019-04-27T06:00:00",59.558]
["20150427:1700",24.29,26.71,823,897.32,120,{"v":298.8,"d":"298.80"},1.08,14,97306,{"$f":"'Phoenix TMY 3'!$D$5","v":2019},"04","27","17","04/27/2019 17:00","2019-04-27T10:00:00",75.72200000000001]
["20150427:2000",28.43,19.75,{"v":1004,"d":"1,004"},936.62,130,{"v":308,"d":"308.00"},2.06,7,97095,{"$f":"'Phoenix TMY 3'!$D$5","v":2019},"04","27","20","04/27/2019 20:00","2019-04-27T13:00:00",83.174]
["20150428:0100",27.04,25.23,175,505.74,61,307.02,0.61,310,97027,{"$f":"'Phoenix TMY 3'!$D$5","v":2019},"04","28","01","04/28/2019 01:00","2019-04-27T18:00:00",80.672]
["20150428:0400",25.11,28.99,0,{"v":0,"d":"0.00"},0,307.78,1.75,337,97200,{"$f":"'Phoenix TMY 3'!$D$5","v":2019},"04","28","04","04/28/2019 04:00","2019-04-27T21:00:00",77.19800000000001]
["20150428:0700",21.85,37.45,0,{"v":0,"d":"0.00"},0,{"v":307.1,"d":"307.10"},2.15,51,97293,{"$f":"'Phoenix TMY 3'!$D$5","v":2019},"04","28","07","04/28/2019 07:00","2019-04-28",71.33000000000001]
["20150428:0800",20.46,41.62,0,{"v":0,"d":"0.00"},0,{"v":306.1,"d":"306.10"},{"v":2.1,"d":"2.10"},73,97306,{"$f":"'Phoenix TMY 3'!$D$5","v":2019},"04","28","08","04/28/2019 08:00",{"$f":"(DATEVALUE(O2834)+TIMEVALUE(O2834))+($P$16/24)","v":"2019-04-28T01:00:00"},68.828]
["20150428:1100",17.21,50.84,0,{"v":0,"d":"0.00"},0,{"v":301.2,"d":"301.20"},2.92,87,97383,{"$f":"'Phoenix TMY 3'!$D$5","v":2019},"04","28","11","04/28/2019 11:00","2019-04-28T04:00:00",62.978]
["20150428:1400",22.08,38.53,205,544.23,66,{"v":301.2,"d":"301.20"},3.48,91,97584,{"$f":"'Phoenix TMY 3'!$D$5","v":2019},"04","28","14","04/28/2019 14:00","2019-04-28T07:00:00",71.744]
["20150428:1800",{"v":30.6,"d":"30.60"},19.69,939,914.41,127,324.98,5.34,104,97495,{"$f":"'Phoenix TMY 3'!$D$5","v":2019},"04","28","18","04/28/2019 18:00","2019-04-28T11:00:00",87.08000000000001]
["20150428:2200",32.29,16.09,794,880.88,118,332.32,1.99,84,97271,{"$f":"'Phoenix TMY 3'!$D$5","v":2019},"04","28","22","04/28/2019 22:00","2019-04-28T15:00:00",90.122]
["20150429:0200",28.33,26.18,0,{"v":0,"d":"0.00"},0,{"v":309.5,"d":"309.50"},2.94,75,97219,{"$f":"'Phoenix TMY 3'!$D$5","v":2019},"04","29","02","04/29/2019 02:00","2019-04-28T19:00:00",82.994]
["20150429:0500",{"v":25,"d":"25.00"},31.34,0,{"v":0,"d":"0.00"},0,311.45,3.26,88,97402,{"$f":"'Phoenix TMY 3'!$D$5","v":2019},"04","29","05","04/29/2019 05:00","2019-04-28T22:00:00",77]
["20150429:0800",22.87,35.12,0,{"v":0,"d":"0.00"},0,{"v":306,"d":"306.00"},3.32,91,97450,{"$f":"'Phoenix TMY 3'!$D$5","v":2019},"04","29","08","04/29/2019 08:00","2019-04-29T01:00:00",73.166]
["20150429:0900",22.31,{"v":37.5,"d":"37.50"},0,{"v":0,"d":"0.00"},0,{"v":303.3,"d":"303.30"},3.25,89,97460,{"$f":"'Phoenix TMY 3'!$D$5","v":2019},"04","29","09","04/29/2019 09:00","2019-04-29T02:00:00",72.158]
["20150429:1200",22.55,37.56,0,{"v":0,"d":"0.00"},0,{"v":299.7,"d":"299.70"},2.99,88,97498,{"$f":"'Phoenix TMY 3'!$D$5","v":2019},"04","29","12","04/29/2019 12:00","2019-04-29T05:00:00",72.59]
["20150429:1600",29.05,21.34,647,838.11,109,311.13,3.88,99,97460,{"$f":"'Phoenix TMY 3'!$D$5","v":2019},"04","29","16","04/29/2019 16:00","2019-04-29T09:00:00",84.28999999999999]
["20150429:1900",32.95,16.35,{"v":1016,"d":"1,016"},940.78,131,313.78,2.98,99,97248,{"$f":"'Phoenix TMY 3'!$D$5","v":2019},"04","29","19","04/29/2019 19:00","2019-04-29T12:00:00",91.31]
["20150429:2300",33.76,14.82,624,836.16,108,301.45,{"v":1.6,"d":"1.60"},93,96960,{"$f":"'Phoenix TMY 3'!$D$5","v":2019},"04","29","23","04/29/2019 23:00","2019-04-29T16:00:00",92.768]
["20150430:0300",28.19,21.94,0,{"v":0,"d":"0.00"},0,301.63,1.37,108,96918,{"$f":"'Phoenix TMY 3'!$D$5","v":2019},"04","30","03","04/30/2019 03:00","2019-04-29T20:00:00",82.742]
["20150430:0600",24.17,24.83,0,{"v":0,"d":"0.00"},0,{"v":301.3,"d":"301.30"},1.97,102,96986,{"$f":"'Phoenix TMY 3'!$D$5","v":2019},"04","30","06","04/30/2019 06:00","2019-04-29T23:00:00",75.506]
["20150430:0900",20.79,{"v":28.7,"d":"28.70"},0,{"v":0,"d":"0.00"},0,295.57,2.18,89,96989,{"$f":"'Phoenix TMY 3'!$D$5","v":2019},"04","30","09","04/30/2019 09:00","2019-04-30T02:00:00",69.422]
["20150430:1000",19.96,32.09,0,{"v":0,"d":"0.00"},0,293.43,2.15,86,96998,{"$f":"'Phoenix TMY 3'!$D$5","v":2019},"04","30","10","04/30/2019 10:00","2019-04-30T03:00:00",67.928]
["20150430:1300",22.67,30.19,27,136.49,20,293.03,2.08,94,97072,{"$f":"'Phoenix TMY 3'!$D$5","v":2019},"04","30","13","04/30/2019 13:00","2019-04-30T06:00:00",72.80600000000001]
["20150430:1600",37.28,8.81,658,{"v":850.3,"d":"850.30"},110,330.27,1.44,131,97072,{"$f":"'Phoenix TMY 3'!$D$5","v":2019},"04","30","16","04/30/2019 16:00","2019-04-30T09:00:00",99.104]
["20150430:2100",31.26,13.43,946,929.84,128,314.09,2.25,226,96803,{"$f":"'Phoenix TMY 3'!$D$5","v":2019},"04","30","21","04/30/2019 21:00","2019-04-30T14:00:00",88.268]
["20100501:0000",27.64,16.21,423,791.59,76,304.39,2.74,266,96477,{"$f":"'Phoenix TMY 3'!$D$5","v":2019},"05","01","00","05/01/2019 00:00",{"$f":"(DATEVALUE(O2898)+TIMEVALUE(O2898))+($P$16/24)","v":"2019-04-30T17:00:00"},81.75200000000001]
["20100501:0400",22.82,19.91,0,{"v":0,"d":"0.00"},0,291.45,3.39,240,96611,{"$f":"'Phoenix TMY 3'!$D$5","v":2019},"05","01","04","05/01/2019 04:00","2019-04-30T21:00:00",73.076]
["20100501:0700",19.21,22.69,0,{"v":0,"d":"0.00"},0,281.74,3.87,229,96682,{"$f":"'Phoenix TMY 3'!$D$5","v":2019},"05","01","07","05/01/2019 07:00","2019-05-01",66.578]
["20100501:0800",17.96,{"v":32.9,"d":"32.90"},0,{"v":0,"d":"0.00"},0,{"v":279.1,"d":"279.10"},4.01,228,96691,{"$f":"'Phoenix TMY 3'!$D$5","v":2019},"05","01","08","05/01/2019 08:00","2019-05-01T01:00:00",64.328]
["20100501:1100",15.59,43.54,0,{"v":0,"d":"0.00"},0,275.55,1.99,220,96701,{"$f":"'Phoenix TMY 3'!$D$5","v":2019},"05","01","11","05/01/2019 11:00","2019-05-01T04:00:00",60.062]
["20100501:1700",23.39,22.75,844,934.93,101,{"v":288.5,"d":"288.50"},8.76,250,96787,{"$f":"'Phoenix TMY 3'!$D$5","v":2019},"05","01","17","05/01/2019 17:00","2019-05-01T10:00:00",74.102]
["20100501:1900",{"v":25.9,"d":"25.90"},15.21,{"v":1031,"d":"1,031"},973.64,110,293.53,10.37,263,96691,{"$f":"'Phoenix TMY 3'!$D$5","v":2019},"05","01","19","05/01/2019 19:00","2019-05-01T12:00:00",78.62]
["20100501:2200",26.77,9.94,833,945.68,101,296.42,9.39,286,96714,{"$f":"'Phoenix TMY 3'!$D$5","v":2019},"05","01","22","05/01/2019 22:00","2019-05-01T15:00:00",80.186]
["20100502:0100",24.37,10.63,202,621.32,55,292.53,4.97,324,97056,{"$f":"'Phoenix TMY 3'!$D$5","v":2019},"05","02","01","05/02/2019 01:00","2019-05-01T18:00:00",75.866]
["20100502:0500",19.44,16.96,0,{"v":0,"d":"0.00"},0,{"v":272.8,"d":"272.80"},2.74,20,97594,{"$f":"'Phoenix TMY 3'!$D$5","v":2019},"05","02","05","05/02/2019 05:00","2019-05-01T22:00:00",66.992]
["20100502:0800",15.17,25.86,0,{"v":0,"d":"0.00"},0,267.75,1.56,56,97757,{"$f":"'Phoenix TMY 3'!$D$5","v":2019},"05","02","08","05/02/2019 08:00","2019-05-02T01:00:00",59.306]
["20100502:0900",14.15,28.32,0,{"v":0,"d":"0.00"},0,266.97,1.56,62,97805,{"$f":"'Phoenix TMY 3'!$D$5","v":2019},"05","02","09","05/02/2019 09:00","2019-05-02T02:00:00",57.47]
["20100502:1400",17.87,23.59,240,664.21,60,271.75,1.39,69,98142,{"$f":"'Phoenix TMY 3'!$D$5","v":2019},"05","02","14","05/02/2019 14:00","2019-05-02T07:00:00",64.166]
["20100502:1600",22.41,16.51,685,{"v":908.4,"d":"908.40"},93,283.15,1.73,57,98142,{"$f":"'Phoenix TMY 3'!$D$5","v":2019},"05","02","16","05/02/2019 16:00","2019-05-02T09:00:00",72.338]
["20100502:2000",{"v":28.3,"d":"28.30"},{"v":9,"d":"9.00"},{"v":1046,"d":"1,046"},991.47,111,292.95,1.03,346,97997,{"$f":"'Phoenix TMY 3'!$D$5","v":2019},"05","02","20","05/02/2019 20:00","2019-05-02T13:00:00",82.94]
["20100502:2300",29.13,7.69,655,902.01,92,{"v":290.1,"d":"290.10"},1.14,304,97796,{"$f":"'Phoenix TMY 3'!$D$5","v":2019},"05","02","23","05/02/2019 23:00","2019-05-02T16:00:00",84.434]
["20100503:0200",25.93,13.25,13,{"v":0,"d":"0.00"},13,{"v":282.6,"d":"282.60"},0.59,319,97777,{"$f":"'Phoenix TMY 3'!$D$5","v":2019},"05","03","02","05/03/2019 02:00","2019-05-02T19:00:00",78.674]
["20100503:0600",21.72,{"v":13.6,"d":"13.60"},0,{"v":0,"d":"0.00"},0,283.75,{"v":1.5,"d":"1.50"},30,97783,{"$f":"'Phoenix TMY 3'!$D$5","v":2019},"05","03","06","05/03/2019 06:00","2019-05-02T23:00:00",71.096]
["20100503:0900",17.81,19.32,0,{"v":0,"d":"0.00"},0,{"v":279.7,"d":"279.70"},{"v":1.6,"d":"1.60"},69,97697,{"$f":"'Phoenix TMY 3'!$D$5","v":2019},"05","03","09","05/03/2019 09:00","2019-05-03T02:00:00",64.05799999999999]
["20100503:1100",15.32,24.17,0,{"v":0,"d":"0.00"},0,{"v":276.8,"d":"276.80"},1.48,84,97652,{"$f":"'Phoenix TMY 3'!$D$5","v":2019},"05","03","11","05/03/2019 11:00","2019-05-03T04:00:00",59.576]
["20100503:1400",21.39,16.48,244,671.82,60,{"v":278.5,"d":"278.50"},1.63,85,97729,{"$f":"'Phoenix TMY 3'!$D$5","v":2019},"05","03","14","05/03/2019 14:00","2019-05-03T07:00:00",70.50200000000001]
["20100503:1700",28.79,{"v":12.3,"d":"12.30"},870,960.26,103,298.55,0.76,48,97565,{"$f":"'Phoenix TMY 3'!$D$5","v":2019},{"$f":"MID(A2963,5,2)","v":"05"},{"$f":"MID(A2963,7,2)","v":"03"},{"$f":"MID(A2963,10,2)","v":"17"},{"$f":"L2963&\"/\"&M2963&\"/\"&K2963&\" \"&N2963&\":00\"","v":"05/03/2019 17:00"},"2019-05-03T10:00:00",{"$f":"((9/5)*B2963)+32","v":83.822}]
["20100503:2100",33.22,9.82,983,987.71,108,308.12,1.66,272,97213,{"$f":"'Phoenix TMY 3'!$D$5","v":2019},"05","03","21","05/03/2019 21:00","2019-05-03T14:00:00",91.79599999999999]
["20100504:0000",31.72,12.45,445,826.27,78,{"v":304,"d":"304.00"},1.75,281,97040,{"$f":"'Phoenix TMY 3'!$D$5","v":2019},"05","04","00","05/04/2019 00:00","2019-05-03T17:00:00",89.096]
["20100504:0400",27.59,18.13,0,{"v":0,"d":"0.00"},0,295.73,1.21,322,97079,{"$f":"'Phoenix TMY 3'!$D$5","v":2019},"05","04","04","05/04/2019 04:00","2019-05-03T21:00:00",81.662]
["20100504:0700",25.13,19.63,0,{"v":0,"d":"0.00"},0,293.45,1.03,48,97085,{"$f":"'Phoenix TMY 3'!$D$5","v":2019},"05","04","07","05/04/2019 07:00","2019-05-04",77.23400000000001]
["20100504:0800",23.98,20.23,0,{"v":0,"d":"0.00"},0,{"v":292.5,"d":"292.50"},{"v":1.1,"d":"1.10"},83,97075,{"$f":"'Phoenix TMY 3'!$D$5","v":2019},"05","04","08","05/04/2019 08:00","2019-05-04T01:00:00",75.164]
["20100504:1200",20.28,26.84,0,{"v":0,"d":"0.00"},0,291.55,{"v":2.1,"d":"2.10"},114,97079,{"$f":"'Phoenix TMY 3'!$D$5","v":2019},"05","04","12","05/04/2019 12:00","2019-05-04T05:00:00",68.504]
["20100504:1500",26.92,18.11,479,835.74,80,300.63,2.16,163,97133,{"$f":"'Phoenix TMY 3'!$D$5","v":2019},"05","04","15","05/04/2019 15:00","2019-05-04T08:00:00",80.456]
["20100504:1800",33.32,10.14,{"v":1002,"d":"1,002"},{"v":992.1,"d":"992.10"},108,313.53,2.72,224,97005,{"$f":"'Phoenix TMY 3'!$D$5","v":2019},"05","04","18","05/04/2019 18:00","2019-05-04T11:00:00",91.976]
["20100504:2200",35.44,6.99,849,960.53,101,{"v":314.7,"d":"314.70"},5.41,239,96736,{"$f":"'Phoenix TMY 3'!$D$5","v":2019},"05","04","22","05/04/2019 22:00","2019-05-04T15:00:00",95.792]
["20100505:0100",31.84,8.71,209,629.15,56,309.35,4.55,242,96736,{"$f":"'Phoenix TMY 3'!$D$5","v":2019},"05","05","01","05/05/2019 01:00","2019-05-04T18:00:00",89.312]
["20100505:0500",25.47,15.78,0,{"v":0,"d":"0.00"},0,299.85,3.81,220,96854,{"$f":"'Phoenix TMY 3'!$D$5","v":2019},"05","05","05","05/05/2019 05:00","2019-05-04T22:00:00",77.846]
["20100505:0900",{"v":20.5,"d":"20.50"},31.42,0,{"v":0,"d":"0.00"},0,289.95,1.33,189,96874,{"$f":"'Phoenix TMY 3'!$D$5","v":2019},"05","05","09","05/05/2019 09:00","2019-05-05T02:00:00",68.9]
["20100505:1200",20.56,34.58,0,{"v":0,"d":"0.00"},0,290.73,1.84,182,96934,{"$f":"'Phoenix TMY 3'!$D$5","v":2019},"05","05","12","05/05/2019 12:00","2019-05-05T05:00:00",69.008]
["20100505:1300",22.46,{"v":30.8,"d":"30.80"},43,268.98,24,294.52,1.57,187,96976,{"$f":"'Phoenix TMY 3'!$D$5","v":2019},"05","05","13","05/05/2019 13:00","2019-05-05T06:00:00",72.428]
["20100505:1600",28.31,{"v":20.5,"d":"20.50"},680,893.28,92,305.27,3.46,223,97005,{"$f":"'Phoenix TMY 3'!$D$5","v":2019},"05","05","16","05/05/2019 16:00","2019-05-05T09:00:00",82.958]
["20100505:1900",32.56,14.26,{"v":1038,"d":"1,038"},974.61,110,312.68,6.04,246,96902,{"$f":"'Phoenix TMY 3'!$D$5","v":2019},"05","05","19","05/05/2019 19:00","2019-05-05T12:00:00",90.608]
["20100505:2300",33.15,11.27,648,885.17,91,{"v":317.1,"d":"317.10"},5.05,256,96691,{"$f":"'Phoenix TMY 3'!$D$5","v":2019},"05","05","23","05/05/2019 23:00","2019-05-05T16:00:00",91.67]
["20100506:0200",28.86,15.16,15,{"v":0,"d":"0.00"},15,307.15,3.32,274,96902,{"$f":"'Phoenix TMY 3'!$D$5","v":2019},"05","06","02","05/06/2019 02:00","2019-05-05T19:00:00",83.94800000000001]
["20100506:0600",23.55,21.68,0,{"v":0,"d":"0.00"},0,{"v":302.4,"d":"302.40"},3.14,263,97040,{"$f":"'Phoenix TMY 3'!$D$5","v":2019},"05","06","06","05/06/2019 06:00","2019-05-05T23:00:00",74.39]
["20100506:1000",19.49,25.08,0,{"v":0,"d":"0.00"},0,{"v":298.8,"d":"298.80"},0.95,159,97091,{"$f":"'Phoenix TMY 3'!$D$5","v":2019},"05","06","10","05/06/2019 10:00","2019-05-06T03:00:00",67.082]
["20100506:1300",21.87,19.92,44,{"v":258.2,"d":"258.20"},25,301.95,1.42,128,97229,{"$f":"'Phoenix TMY 3'!$D$5","v":2019},"05","06","13","05/06/2019 13:00","2019-05-06T06:00:00",71.366]
["20100506:1400",23.72,16.84,244,645.27,62,303.85,2.03,130,97287,{"$f":"'Phoenix TMY 3'!$D$5","v":2019},"05","06","14","05/06/2019 14:00","2019-05-06T07:00:00",74.696]
["20100506:1700",31.19,8.95,852,928.79,105,320.35,1.12,216,97229,{"$f":"'Phoenix TMY 3'!$D$5","v":2019},"05","06","17","05/06/2019 17:00","2019-05-06T10:00:00",88.142]
["20100506:2100",34.82,8.33,954,948.14,110,{"v":325.9,"d":"325.90"},1.86,247,97002,{"$f":"'Phoenix TMY 3'!$D$5","v":2019},"05","06","21","05/06/2019 21:00","2019-05-06T14:00:00",94.676]
["20100507:0000",33.28,10.18,430,780.25,79,322.92,1.54,257,96922,{"$f":"'Phoenix TMY 3'!$D$5","v":2019},"05","07","00","05/07/2019 00:00","2019-05-06T17:00:00",91.904]
["20100507:0300",28.65,{"v":15.6,"d":"15.60"},0,{"v":0,"d":"0.00"},0,318.12,2.01,275,97008,{"$f":"'Phoenix TMY 3'!$D$5","v":2019},"05","07","03","05/07/2019 03:00","2019-05-06T20:00:00",83.57]
["20100507:0800",{"v":22.8,"d":"22.80"},23.13,0,{"v":0,"d":"0.00"},0,{"v":313.5,"d":"313.50"},2.03,148,96998,{"$f":"'Phoenix TMY 3'!$D$5","v":2019},"05","07","08","05/07/2019 08:00","2019-05-07T01:00:00",73.03999999999999]
["20100507:1100",20.75,28.62,0,{"v":0,"d":"0.00"},0,317.65,1.64,146,96989,{"$f":"'Phoenix TMY 3'!$D$5","v":2019},"05","07","11","05/07/2019 11:00","2019-05-07T04:00:00",69.35]
["20100507:1400",24.74,18.53,196,340.81,99,{"v":320.3,"d":"320.30"},{"v":1.6,"d":"1.60"},155,97143,{"$f":"'Phoenix TMY 3'!$D$5","v":2019},"05","07","14","05/07/2019 14:00","2019-05-07T07:00:00",76.532]
["20100507:1500",27.09,16.09,263,113.54,208,328.27,1.46,170,97127,{"$f":"'Phoenix TMY 3'!$D$5","v":2019},"05","07","15","05/07/2019 15:00","2019-05-07T08:00:00",80.762]
["20100507:1800",32.97,10.89,983,962.64,111,344.48,1.63,212,97027,{"$f":"'Phoenix TMY 3'!$D$5","v":2019},"05","07","18","05/07/2019 18:00","2019-05-07T11:00:00",91.346]
["20100507:2200",35.12,10.65,835,933.34,104,336.42,2.38,240,96771,{"$f":"'Phoenix TMY 3'!$D$5","v":2019},"05","07","22","05/07/2019 22:00","2019-05-07T15:00:00",95.216]
["20100508:0000",33.62,11.87,438,792.52,80,327.55,2.74,251,96736,{"$f":"'Phoenix TMY 3'!$D$5","v":2019},"05","08","00","05/08/2019 00:00","2019-05-07T17:00:00",92.51599999999999]
["20100508:0500",26.24,20.05,0,{"v":0,"d":"0.00"},0,{"v":315,"d":"315.00"},3.42,248,96922,{"$f":"'Phoenix TMY 3'!$D$5","v":2019},"05","08","05","05/08/2019 05:00","2019-05-07T22:00:00",79.232]
["20100508:0900",21.68,26.68,0,{"v":0,"d":"0.00"},0,305.95,2.35,194,96899,{"$f":"'Phoenix TMY 3'!$D$5","v":2019},"05","08","09","05/08/2019 09:00","2019-05-08T02:00:00",71.024]
["20100508:1200",21.48,28.85,0,{"v":0,"d":"0.00"},0,304.25,2.16,182,96970,{"$f":"'Phoenix TMY 3'!$D$5","v":2019},"05","08","12","05/08/2019 12:00","2019-05-08T05:00:00",70.664]
["20100508:1300",{"v":23.3,"d":"23.30"},27.28,48,277.65,26,306.15,2.02,186,97027,{"$f":"'Phoenix TMY 3'!$D$5","v":2019},"05","08","13","05/08/2019 13:00","2019-05-08T06:00:00",73.94]
["20100508:1600",29.13,15.36,666,847.71,103,316.88,3.26,210,97040,{"$f":"'Phoenix TMY 3'!$D$5","v":2019},"05","08","16","05/08/2019 16:00","2019-05-08T09:00:00",84.434]
["20100508:1900",33.29,8.22,926,569.88,381,{"v":324.6,"d":"324.60"},5.98,227,96890,{"$f":"'Phoenix TMY 3'!$D$5","v":2019},"05","08","19","05/08/2019 19:00","2019-05-08T12:00:00",91.922]
["20100509:0100",30.08,{"v":11.2,"d":"11.20"},213,615.55,58,312.77,5.51,242,96723,{"$f":"'Phoenix TMY 3'!$D$5","v":2019},{"$f":"MID(A3091,5,2)","v":"05"},{"$f":"MID(A3091,7,2)","v":"09"},{"$f":"MID(A3091,10,2)","v":"01"},{"$f":"L3091&\"/\"&M3091&\"/\"&K3091&\" \"&N3091&\":00\"","v":"05/09/2019 01:00"},"2019-05-08T18:00:00",{"$f":"((9/5)*B3091)+32","v":86.144}]
["20100509:0300",27.02,16.77,0,{"v":0,"d":"0.00"},0,303.47,5.17,249,96851,{"$f":"'Phoenix TMY 3'!$D$5","v":2019},"05","09","03","05/09/2019 03:00","2019-05-08T20:00:00",80.636]
["20100509:0600",21.84,30.51,0,{"v":0,"d":"0.00"},0,{"v":289.5,"d":"289.50"},5.62,264,97104,{"$f":"'Phoenix TMY 3'!$D$5","v":2019},"05","09","06","05/09/2019 06:00","2019-05-08T23:00:00",71.312]
["20100509:1000",16.08,48.28,0,{"v":0,"d":"0.00"},0,272.83,3.25,281,97380,{"$f":"'Phoenix TMY 3'!$D$5","v":2019},"05","09","10","05/09/2019 10:00","2019-05-09T03:00:00",60.944]
["20100509:1300",16.23,45.56,52,305.11,27,270.67,2.98,298,97572,{"$f":"'Phoenix TMY 3'!$D$5","v":2019},"05","09","13","05/09/2019 13:00","2019-05-09T06:00:00",61.214]
["20100509:1400",16.82,42.33,255,663.23,63,{"v":271.6,"d":"271.60"},3.24,305,97632,{"$f":"'Phoenix TMY 3'!$D$5","v":2019},"05","09","14","05/09/2019 14:00","2019-05-09T07:00:00",62.275999999999996]
["20100509:1800",23.64,23.22,985,961.82,111,288.92,2.41,249,97524,{"$f":"'Phoenix TMY 3'!$D$5","v":2019},"05","09","18","05/09/2019 18:00","2019-05-09T11:00:00",74.55199999999999]
["20100509:2100",27.24,16.34,966,957.33,110,292.03,2.95,252,97271,{"$f":"'Phoenix TMY 3'!$D$5","v":2019},"05","09","21","05/09/2019 21:00","2019-05-09T14:00:00",81.032]
["20100510:0100",{"v":25.9,"d":"25.90"},16.51,215,618.28,58,289.07,2.56,256,97072,{"$f":"'Phoenix TMY 3'!$D$5","v":2019},"05","10","01","05/10/2019 01:00","2019-05-09T18:00:00",78.62]
["20100510:0400",22.94,20.56,0,{"v":0,"d":"0.00"},0,287.17,2.88,247,97091,{"$f":"'Phoenix TMY 3'!$D$5","v":2019},"05","10","04","05/10/2019 04:00","2019-05-09T21:00:00",73.292]
["20100510:0700",20.11,28.46,0,{"v":0,"d":"0.00"},0,{"v":283.7,"d":"283.70"},2.76,230,97063,{"$f":"'Phoenix TMY 3'!$D$5","v":2019},"05","10","07","05/10/2019 07:00","2019-05-10",68.19800000000001]
["20100510:1100",16.66,44.31,0,{"v":0,"d":"0.00"},0,280.75,3.14,227,97056,{"$f":"'Phoenix TMY 3'!$D$5","v":2019},"05","10","11","05/10/2019 11:00","2019-05-10T04:00:00",61.988]
["20100510:1400",18.64,39.92,252,647.69,63,290.45,{"v":5.1,"d":"5.10"},244,97123,{"$f":"'Phoenix TMY 3'!$D$5","v":2019},"05","10","14","05/10/2019 14:00","2019-05-10T07:00:00",65.55199999999999]
["20100510:1500",19.88,34.82,478,804.96,83,292.28,{"v":5.6,"d":"5.60"},249,97120,{"$f":"'Phoenix TMY 3'!$D$5","v":2019},"05","10","15","05/10/2019 15:00","2019-05-10T08:00:00",67.78399999999999]
["20100510:1900",{"v":24.2,"d":"24.20"},17.46,{"v":1064,"d":"1,064"},989.71,115,298.95,6.71,261,97037,{"$f":"'Phoenix TMY 3'!$D$5","v":2019},"05","10","19","05/10/2019 19:00","2019-05-10T12:00:00",75.56]
["20100510:2200",{"v":24.7,"d":"24.70"},11.84,865,965.11,105,295.15,6.63,269,96934,{"$f":"'Phoenix TMY 3'!$D$5","v":2019},"05","10","22","05/10/2019 22:00","2019-05-10T15:00:00",76.46000000000001]
["20100511:0200",21.38,13.27,30,{"v":224.1,"d":"224.10"},19,{"v":269.5,"d":"269.50"},4.22,296,97008,{"$f":"'Phoenix TMY 3'!$D$5","v":2019},"05","11","02","05/11/2019 02:00","2019-05-10T19:00:00",70.48400000000001]
["20100511:0500",18.25,17.83,0,{"v":0,"d":"0.00"},0,261.95,3.64,301,97066,{"$f":"'Phoenix TMY 3'!$D$5","v":2019},"05","11","05","05/11/2019 05:00","2019-05-10T22:00:00",64.85]
["20100511:0900",14.81,25.98,0,{"v":0,"d":"0.00"},0,255.82,2.25,259,97027,{"$f":"'Phoenix TMY 3'!$D$5","v":2019},"05","11","09","05/11/2019 09:00","2019-05-11T02:00:00",58.658]
["20100511:1200",15.07,26.43,0,{"v":0,"d":"0.00"},0,256.42,1.05,242,97085,{"$f":"'Phoenix TMY 3'!$D$5","v":2019},"05","11","12","05/11/2019 12:00","2019-05-11T05:00:00",59.126000000000005]
["20100511:1600",22.03,17.54,693,891.87,96,269.98,2.12,279,97168,{"$f":"'Phoenix TMY 3'!$D$5","v":2019},"05","11","16","05/11/2019 16:00",{"$f":"(DATEVALUE(O3154)+TIMEVALUE(O3154))+($P$16/24)","v":"2019-05-11T09:00:00"},71.654]
["20100511:1700",24.14,16.86,866,936.98,105,{"v":274.3,"d":"274.30"},2.72,280,97152,{"$f":"'Phoenix TMY 3'!$D$5","v":2019},{"$f":"MID(A3155,5,2)","v":"05"},{"$f":"MID(A3155,7,2)","v":"11"},{"$f":"MID(A3155,10,2)","v":"17"},{"$f":"L3155&\"/\"&M3155&\"/\"&K3155&\" \"&N3155&\":00\"","v":"05/11/2019 17:00"},"2019-05-11T10:00:00",{"$f":"((9/5)*B3155)+32","v":75.452}]
["20100511:2000",27.44,15.64,{"v":1043,"d":"1,043"},972.72,114,{"v":281.4,"d":"281.40"},3.74,270,96950,{"$f":"'Phoenix TMY 3'!$D$5","v":2019},"05","11","20","05/11/2019 20:00","2019-05-11T13:00:00",81.392]
["20100511:2300",27.67,15.37,658,882.67,94,{"v":284.3,"d":"284.30"},2.88,276,96845,{"$f":"'Phoenix TMY 3'!$D$5","v":2019},"05","11","23","05/11/2019 23:00","2019-05-11T16:00:00",81.80600000000001]
["20100512:0300",23.64,23.77,0,{"v":0,"d":"0.00"},0,277.98,2.09,302,97063,{"$f":"'Phoenix TMY 3'!$D$5","v":2019},"05","12","03","05/12/2019 03:00","2019-05-11T20:00:00",74.55199999999999]
["20100512:0600",21.33,29.83,0,{"v":0,"d":"0.00"},0,280.43,1.49,1,97117,{"$f":"'Phoenix TMY 3'!$D$5","v":2019},"05","12","06","05/12/2019 06:00","2019-05-11T23:00:00",70.394]
["20100512:1000",16.59,41.54,0,{"v":0,"d":"0.00"},0,280.43,1.08,85,97104,{"$f":"'Phoenix TMY 3'!$D$5","v":2019},"05","12","10","05/12/2019 10:00","2019-05-12T03:00:00",61.862]
["20100512:1300",19.43,33.83,43,145.19,30,284.02,1.47,96,97178,{"$f":"'Phoenix TMY 3'!$D$5","v":2019},"05","12","13","05/12/2019 13:00","2019-05-12T06:00:00",66.974]
["20100512:1700",27.61,17.47,778,648.99,250,301.15,1.78,106,97152,{"$f":"'Phoenix TMY 3'!$D$5","v":2019},"05","12","17","05/12/2019 17:00","2019-05-12T10:00:00",81.69800000000001]
["20100512:1800",28.54,16.03,875,584.07,342,{"v":303,"d":"303.00"},1.28,133,97088,{"$f":"'Phoenix TMY 3'!$D$5","v":2019},"05","12","18","05/12/2019 18:00","2019-05-12T11:00:00",83.372]
["20100512:2100",30.44,13.02,743,379.79,402,303.65,0.57,210,96899,{"$f":"'Phoenix TMY 3'!$D$5","v":2019},"05","12","21","05/12/2019 21:00","2019-05-12T14:00:00",86.792]
["20100513:0100",28.34,17.29,163,288.23,88,293.45,{"v":2.4,"d":"2.40"},299,96854,{"$f":"'Phoenix TMY 3'!$D$5","v":2019},"05","13","01","05/13/2019 01:00","2019-05-12T18:00:00",83.012]
["20100513:0400",24.71,21.35,0,{"v":0,"d":"0.00"},0,{"v":293.2,"d":"293.20"},3.28,335,96918,{"$f":"'Phoenix TMY 3'!$D$5","v":2019},"05","13","04","05/13/2019 04:00","2019-05-12T21:00:00",76.47800000000001]
["20100513:0700",21.09,24.82,0,{"v":0,"d":"0.00"},0,292.33,1.71,94,96899,{"$f":"'Phoenix TMY 3'!$D$5","v":2019},"05","13","07","05/13/2019 07:00","2019-05-13",69.962]
["20100513:1000",18.26,30.53,0,{"v":0,"d":"0.00"},0,288.95,{"v":1.8,"d":"1.80"},149,96896,{"$f":"'Phoenix TMY 3'!$D$5","v":2019},"05","13","10","05/13/2019 10:00","2019-05-13T03:00:00",64.868]
["20100513:1500",25.04,19.38,484,807.97,83,295.38,0.79,204,97162,{"$f":"'Phoenix TMY 3'!$D$5","v":2019},"05","13","15","05/13/2019 15:00","2019-05-13T08:00:00",77.072]
["20100513:1800",30.27,11.42,988,959.79,111,307.27,2.54,236,97130,{"$f":"'Phoenix TMY 3'!$D$5","v":2019},"05","13","18","05/13/2019 18:00","2019-05-13T11:00:00",86.48599999999999]
["20100513:1900",31.21,10.25,{"v":1049,"d":"1,049"},971.62,114,309.18,3.15,239,97079,{"$f":"'Phoenix TMY 3'!$D$5","v":2019},"05","13","19","05/13/2019 19:00","2019-05-13T12:00:00",88.178]
["20100513:2200",31.79,9.22,845,936.16,104,308.97,2.78,247,96944,{"$f":"'Phoenix TMY 3'!$D$5","v":2019},"05","13","22","05/13/2019 22:00","2019-05-13T15:00:00",89.22200000000001]
["20100514:0200",27.79,15.26,20,17.79,19,299.25,2.66,262,97008,{"$f":"'Phoenix TMY 3'!$D$5","v":2019},"05","14","02","05/14/2019 02:00","2019-05-13T19:00:00",82.02199999999999]
["20100514:0500",24.04,17.61,0,{"v":0,"d":"0.00"},0,{"v":308.7,"d":"308.70"},2.36,243,97152,{"$f":"'Phoenix TMY 3'!$D$5","v":2019},"05","14","05","05/14/2019 05:00","2019-05-13T22:00:00",75.27199999999999]
["20100514:0700",22.49,22.98,0,{"v":0,"d":"0.00"},0,312.17,2.28,225,97159,{"$f":"'Phoenix TMY 3'!$D$5","v":2019},"05","14","07","05/14/2019 07:00","2019-05-14",72.482]
["20100514:1300",{"v":22,"d":"22.00"},22.03,60,318.53,30,301.43,{"v":0.9,"d":"0.90"},142,97315,{"$f":"'Phoenix TMY 3'!$D$5","v":2019},"05","14","13","05/14/2019 13:00","2019-05-14T06:00:00",71.6]
["20100514:1600",27.67,13.23,691,882.82,96,313.15,0.51,20,97335,{"$f":"'Phoenix TMY 3'!$D$5","v":2019},"05","14","16","05/14/2019 16:00","2019-05-14T09:00:00",81.80600000000001]
["20100514:1900",{"v":32.1,"d":"32.10"},9.02,{"v":1047,"d":"1,047"},968.48,114,326.98,1.14,279,97168,{"$f":"'Phoenix TMY 3'!$D$5","v":2019},"05","14","19","05/14/2019 19:00","2019-05-14T12:00:00",89.78]
["20100514:2000",33.19,8.25,{"v":1043,"d":"1,043"},969.36,114,330.75,1.43,258,97095,{"$f":"'Phoenix TMY 3'!$D$5","v":2019},"05","14","20","05/14/2019 20:00","2019-05-14T13:00:00",91.74199999999999]
["20100514:2300",33.32,7.86,665,885.67,95,323.05,1.37,275,96922,{"$f":"'Phoenix TMY 3'!$D$5","v":2019},"05","14","23","05/14/2019 23:00","2019-05-14T16:00:00",91.976]
["20100515:0300",28.36,14.36,0,{"v":0,"d":"0.00"},0,309.37,1.37,311,97056,{"$f":"'Phoenix TMY 3'!$D$5","v":2019},"05","15","03","05/15/2019 03:00","2019-05-14T20:00:00",83.048]
["20100515:0800",21.89,22.16,0,{"v":0,"d":"0.00"},0,{"v":302.2,"d":"302.20"},0.86,8,97095,{"$f":"'Phoenix TMY 3'!$D$5","v":2019},"05","15","08","05/15/2019 08:00","2019-05-15T01:00:00",71.402]
["20100515:1000",20.67,24.18,0,{"v":0,"d":"0.00"},0,{"v":299.5,"d":"299.50"},1.12,91,97082,{"$f":"'Phoenix TMY 3'!$D$5","v":2019},"05","15","10","05/15/2019 10:00","2019-05-15T03:00:00",69.206]
["20100515:1400",24.43,16.99,264,661.89,64,303.25,{"v":1.2,"d":"1.20"},159,97296,{"$f":"'Phoenix TMY 3'!$D$5","v":2019},"05","15","14","05/15/2019 14:00","2019-05-15T07:00:00",75.974]
["20100515:1700",31.18,10.53,865,929.82,105,323.25,1.48,176,97191,{"$f":"'Phoenix TMY 3'!$D$5","v":2019},"05","15","17","05/15/2019 17:00","2019-05-15T10:00:00",88.124]
["20100515:1800",32.43,9.84,986,{"v":955.3,"d":"955.30"},111,325.47,1.53,182,97120,{"$f":"'Phoenix TMY 3'!$D$5","v":2019},"05","15","18","05/15/2019 18:00","2019-05-15T11:00:00",90.374]
["20100515:2100",34.84,8.54,971,955.26,110,328.47,2.03,201,96928,{"$f":"'Phoenix TMY 3'!$D$5","v":2019},"05","15","21","05/15/2019 21:00","2019-05-15T14:00:00",94.71200000000002]
["20100516:0000",33.33,10.18,453,798.07,81,322.42,2.76,224,96826,{"$f":"'Phoenix TMY 3'!$D$5","v":2019},"05","16","00","05/16/2019 00:00","2019-05-15T17:00:00",91.994]
["20100516:0500",25.87,20.56,0,{"v":0,"d":"0.00"},0,313.65,3.56,230,97037,{"$f":"'Phoenix TMY 3'!$D$5","v":2019},"05","16","05","05/16/2019 05:00","2019-05-15T22:00:00",78.566]
["20100516:0800",{"v":21.9,"d":"21.90"},27.33,0,{"v":0,"d":"0.00"},0,304.65,2.36,186,97114,{"$f":"'Phoenix TMY 3'!$D$5","v":2019},"05","16","08","05/16/2019 08:00","2019-05-16T01:00:00",71.42]
["20100516:1100",19.79,31.16,0,{"v":0,"d":"0.00"},0,298.95,2.21,140,97191,{"$f":"'Phoenix TMY 3'!$D$5","v":2019},"05","16","11","05/16/2019 11:00","2019-05-16T04:00:00",67.622]
["20100516:1500",27.25,18.46,497,824.02,84,309.77,3.43,164,97245,{"$f":"'Phoenix TMY 3'!$D$5","v":2019},"05","16","15","05/16/2019 15:00","2019-05-16T08:00:00",81.05000000000001]
["20100516:1800",32.13,{"v":11.6,"d":"11.60"},927,737.22,251,321.53,5.21,195,97120,{"$f":"'Phoenix TMY 3'!$D$5","v":2019},"05","16","18","05/16/2019 18:00","2019-05-16T11:00:00",89.834]
["20100516:1900",33.05,11.02,907,501.37,423,324.47,5.45,202,97059,{"$f":"'Phoenix TMY 3'!$D$5","v":2019},"05","16","19","05/16/2019 19:00","2019-05-16T12:00:00",91.49]
["20100516:2200",32.71,11.46,681,468.95,308,337.33,6.08,219,96928,{"$f":"'Phoenix TMY 3'!$D$5","v":2019},"05","16","22","05/16/2019 22:00","2019-05-16T15:00:00",90.878]
["20100517:0200",28.83,14.84,24,47.52,21,{"v":321.9,"d":"321.90"},{"v":5.2,"d":"5.20"},246,96893,{"$f":"'Phoenix TMY 3'!$D$5","v":2019},"05","17","02","05/17/2019 02:00","2019-05-16T19:00:00",83.894]
["20100517:0600",23.65,24.77,0,{"v":0,"d":"0.00"},0,299.83,3.09,223,97079,{"$f":"'Phoenix TMY 3'!$D$5","v":2019},"05","17","06","05/17/2019 06:00","2019-05-16T23:00:00",74.57]
["20100517:0900",20.02,35.96,0,{"v":0,"d":"0.00"},0,293.53,2.44,198,97123,{"$f":"'Phoenix TMY 3'!$D$5","v":2019},"05","17","09","05/17/2019 09:00","2019-05-17T02:00:00",68.036]
["20100517:1200",19.46,39.23,0,{"v":0,"d":"0.00"},0,{"v":297.3,"d":"297.30"},2.38,207,97203,{"$f":"'Phoenix TMY 3'!$D$5","v":2019},"05","17","12","05/17/2019 12:00","2019-05-17T05:00:00",67.028]
["20100517:1600",24.87,28.51,565,473.49,244,314.27,3.74,254,97280,{"$f":"'Phoenix TMY 3'!$D$5","v":2019},"05","17","16","05/17/2019 16:00","2019-05-17T09:00:00",76.766]
["20100517:1900",28.46,22.38,{"v":1035,"d":"1,035"},954.16,113,323.22,5.56,260,97175,{"$f":"'Phoenix TMY 3'!$D$5","v":2019},"05","17","19","05/17/2019 19:00","2019-05-17T12:00:00",83.22800000000001]
["20100517:2000",29.48,20.56,{"v":1032,"d":"1,032"},955.93,113,{"v":325.6,"d":"325.60"},6.19,261,97123,{"$f":"'Phoenix TMY 3'!$D$5","v":2019},"05","17","20","05/17/2019 20:00","2019-05-17T13:00:00",85.064]
["20100517:2300",29.32,18.16,661,874.95,94,325.45,{"v":4.7,"d":"4.70"},270,96989,{"$f":"'Phoenix TMY 3'!$D$5","v":2019},"05","17","23","05/17/2019 23:00","2019-05-17T16:00:00",84.77600000000001]
["20100518:0300",25.52,22.88,0,{"v":0,"d":"0.00"},0,309.25,3.15,283,97104,{"$f":"'Phoenix TMY 3'!$D$5","v":2019},"05","18","03","05/18/2019 03:00","2019-05-17T20:00:00",77.936]
["20100518:0700",21.21,33.56,0,{"v":0,"d":"0.00"},0,297.78,2.69,283,97213,{"$f":"'Phoenix TMY 3'!$D$5","v":2019},"05","18","07","05/18/2019 07:00","2019-05-18",70.178]
["20100518:1000",19.07,41.89,0,{"v":0,"d":"0.00"},0,{"v":292.1,"d":"292.10"},2.12,261,97232,{"$f":"'Phoenix TMY 3'!$D$5","v":2019},"05","18","10","05/18/2019 10:00","2019-05-18T03:00:00",66.326]
["20100518:1400",22.19,29.47,269,663.65,65,{"v":300.6,"d":"300.60"},1.59,265,97325,{"$f":"'Phoenix TMY 3'!$D$5","v":2019},"05","18","14","05/18/2019 14:00","2019-05-18T07:00:00",71.94200000000001]
["20100518:1700",28.75,18.41,869,931.02,105,{"v":320,"d":"320.00"},2.48,290,97229,{"$f":"'Phoenix TMY 3'!$D$5","v":2019},"05","18","17","05/18/2019 17:00","2019-05-18T10:00:00",83.75]
["20100518:2000",32.67,13.22,{"v":1046,"d":"1,046"},968.51,114,{"v":327.8,"d":"327.80"},3.46,286,96979,{"$f":"'Phoenix TMY 3'!$D$5","v":2019},"05","18","20","05/18/2019 20:00","2019-05-18T13:00:00",90.80600000000001]
["20100519:0000",32.18,13.07,458,800.01,81,322.32,3.69,282,96813,{"$f":"'Phoenix TMY 3'!$D$5","v":2019},"05","19","00","05/19/2019 00:00","2019-05-18T17:00:00",89.924]
["20100519:0100",31.07,13.89,235,639.01,61,318.43,3.48,280,96848,{"$f":"'Phoenix TMY 3'!$D$5","v":2019},"05","19","01","05/19/2019 01:00","2019-05-18T18:00:00",87.926]
["20100519:0400",27.38,18.46,0,{"v":0,"d":"0.00"},0,312.62,{"v":3.1,"d":"3.10"},278,96973,{"$f":"'Phoenix TMY 3'!$D$5","v":2019},"05","19","04","05/19/2019 04:00","2019-05-18T21:00:00",81.28399999999999]
["20100519:0800",22.96,27.03,0,{"v":0,"d":"0.00"},0,305.65,1.41,296,96989,{"$f":"'Phoenix TMY 3'!$D$5","v":2019},"05","19","08","05/19/2019 08:00","2019-05-19T01:00:00",73.328]
["20100519:1100",20.53,33.79,0,{"v":0,"d":"0.00"},0,302.05,1.68,73,96960,{"$f":"'Phoenix TMY 3'!$D$5","v":2019},"05","19","11","05/19/2019 11:00","2019-05-19T04:00:00",68.95400000000001]
["20100519:1500",{"v":27,"d":"27.00"},20.52,497,817.14,84,314.03,0.78,197,97031,{"$f":"'Phoenix TMY 3'!$D$5","v":2019},"05","19","15","05/19/2019 15:00","2019-05-19T08:00:00",80.6]
["20100519:1800",32.97,13.86,998,964.42,111,331.08,1.73,252,96915,{"$f":"'Phoenix TMY 3'!$D$5","v":2019},"05","19","18","05/19/2019 18:00","2019-05-19T11:00:00",91.346]
["20100519:2100",35.41,12.13,984,964.03,111,{"v":334.9,"d":"334.90"},2.81,253,96736,{"$f":"'Phoenix TMY 3'!$D$5","v":2019},"05","19","21","05/19/2019 21:00","2019-05-19T14:00:00",95.738]
["20100519:2300",35.52,{"v":12.4,"d":"12.40"},675,891.06,95,{"v":332.6,"d":"332.60"},2.61,260,96633,{"$f":"'Phoenix TMY 3'!$D$5","v":2019},"05","19","23","05/19/2019 23:00","2019-05-19T16:00:00",95.936]
["20100520:0200",31.44,16.45,42,257.75,24,324.15,2.01,272,96633,{"$f":"'Phoenix TMY 3'!$D$5","v":2019},"05","20","02","05/20/2019 02:00","2019-05-19T19:00:00",88.59200000000001]
["20100520:0600",26.67,22.89,0,{"v":0,"d":"0.00"},0,321.15,1.91,245,96736,{"$f":"'Phoenix TMY 3'!$D$5","v":2019},"05","20","06","05/20/2019 06:00","2019-05-19T23:00:00",80.006]
["20100520:0900",24.13,25.34,0,{"v":0,"d":"0.00"},0,316.75,1.35,179,96714,{"$f":"'Phoenix TMY 3'!$D$5","v":2019},"05","20","09","05/20/2019 09:00","2019-05-20T02:00:00",75.434]
["20100520:1200",23.49,28.46,0,{"v":0,"d":"0.00"},0,315.35,1.33,162,96762,{"$f":"'Phoenix TMY 3'!$D$5","v":2019},"05","20","12","05/20/2019 12:00","2019-05-20T05:00:00",74.282]
["20100520:1400",25.89,26.85,273,669.94,65,318.15,1.41,188,96845,{"$f":"'Phoenix TMY 3'!$D$5","v":2019},"05","20","14","05/20/2019 14:00","2019-05-20T07:00:00",78.602]
["20100520:2000",36.18,9.23,{"v":1051,"d":"1,051"},971.91,114,{"v":335.7,"d":"335.70"},4.44,224,96595,{"$f":"'Phoenix TMY 3'!$D$5","v":2019},"05","20","20","05/20/2019 20:00","2019-05-20T13:00:00",97.124]
["20100520:2300",35.42,8.24,674,{"v":887.6,"d":"887.60"},95,{"v":331.8,"d":"331.80"},5.94,234,96441,{"$f":"'Phoenix TMY 3'!$D$5","v":2019},"05","20","23","05/20/2019 23:00","2019-05-20T16:00:00",95.756]
["20100521:0000",34.16,8.69,461,800.73,81,329.15,5.44,237,96435,{"$f":"'Phoenix TMY 3'!$D$5","v":2019},"05","21","00","05/21/2019 00:00","2019-05-20T17:00:00",93.488]
["20100521:0300",30.28,11.13,0,{"v":0,"d":"0.00"},0,320.13,4.27,237,96473,{"$f":"'Phoenix TMY 3'!$D$5","v":2019},"05","21","03","05/21/2019 03:00","2019-05-20T20:00:00",86.504]
["20100521:0700",24.71,20.83,0,{"v":0,"d":"0.00"},0,305.33,3.16,215,96608,{"$f":"'Phoenix TMY 3'!$D$5","v":2019},"05","21","07","05/21/2019 07:00","2019-05-21",76.47800000000001]
["20100521:1000",20.88,{"v":32.3,"d":"32.30"},0,{"v":0,"d":"0.00"},0,297.72,2.25,199,96662,{"$f":"'Phoenix TMY 3'!$D$5","v":2019},"05","21","10","05/21/2019 10:00","2019-05-21T03:00:00",69.584]
["20100521:1500",25.82,22.25,495,809.27,84,305.57,3.82,217,96691,{"$f":"'Phoenix TMY 3'!$D$5","v":2019},"05","21","15","05/21/2019 15:00","2019-05-21T08:00:00",78.476]
["20100521:1800",30.21,14.04,988,951.88,111,314.17,5.89,230,96605,{"$f":"'Phoenix TMY 3'!$D$5","v":2019},"05","21","18","05/21/2019 18:00","2019-05-21T11:00:00",86.378]
["20100521:2100",32.02,10.87,977,955.33,110,{"v":320,"d":"320.00"},6.91,239,96473,{"$f":"'Phoenix TMY 3'!$D$5","v":2019},"05","21","21","05/21/2019 21:00","2019-05-21T14:00:00",89.63600000000001]
["20100522:0000",30.29,10.42,463,802.19,81,317.78,5.77,248,96419,{"$f":"'Phoenix TMY 3'!$D$5","v":2019},"05","22","00","05/22/2019 00:00","2019-05-21T17:00:00",86.52199999999999]
["20100522:0100",29.11,10.88,241,647.35,61,314.17,5.19,252,96435,{"$f":"'Phoenix TMY 3'!$D$5","v":2019},"05","22","01","05/22/2019 01:00","2019-05-21T18:00:00",84.398]
["20100522:0400",25.37,15.19,0,{"v":0,"d":"0.00"},0,306.88,3.46,239,96502,{"$f":"'Phoenix TMY 3'!$D$5","v":2019},"05","22","04","05/22/2019 04:00","2019-05-21T21:00:00",77.666]
["20100522:0800",20.59,26.79,0,{"v":0,"d":"0.00"},0,{"v":299.7,"d":"299.70"},2.59,201,96489,{"$f":"'Phoenix TMY 3'!$D$5","v":2019},"05","22","08","05/22/2019 08:00",{"$f":"(DATEVALUE(O3410)+TIMEVALUE(O3410))+($P$16/24)","v":"2019-05-22T01:00:00"},69.062]
["20100522:1200",18.57,32.11,0,{"v":0,"d":"0.00"},0,298.23,3.63,198,96550,{"$f":"'Phoenix TMY 3'!$D$5","v":2019},"05","22","12","05/22/2019 12:00","2019-05-22T05:00:00",65.426]
["20100522:1500",21.46,21.41,499,815.36,84,303.57,5.43,211,96611,{"$f":"'Phoenix TMY 3'!$D$5","v":2019},"05","22","15","05/22/2019 15:00","2019-05-22T08:00:00",70.628]
["20100522:1900",25.37,14.96,{"v":1059,"d":"1,059"},973.87,114,309.97,6.71,223,96573,{"$f":"'Phoenix TMY 3'!$D$5","v":2019},"05","22","19","05/22/2019 19:00","2019-05-22T12:00:00",77.666]
["20100522:2200",24.69,15.66,859,939.53,105,305.83,8.08,235,96595,{"$f":"'Phoenix TMY 3'!$D$5","v":2019},"05","22","22","05/22/2019 22:00","2019-05-22T15:00:00",76.44200000000001]
["20100522:2300",24.03,16.24,289,38.16,264,{"v":303,"d":"303.00"},8.52,239,96614,{"$f":"'Phoenix TMY 3'!$D$5","v":2019},"05","22","23","05/22/2019 23:00","2019-05-22T16:00:00",75.254]
["20100523:0200",20.08,21.67,48,288.37,26,284.35,6.47,278,96912,{"$f":"'Phoenix TMY 3'!$D$5","v":2019},"05","23","02","05/23/2019 02:00","2019-05-22T19:00:00",68.144]
["20100523:0500",17.53,24.48,0,{"v":0,"d":"0.00"},0,{"v":274.5,"d":"274.50"},4.98,296,97200,{"$f":"'Phoenix TMY 3'!$D$5","v":2019},"05","23","05","05/23/2019 05:00","2019-05-22T22:00:00",63.554]
["20100523:0900",{"v":14.1,"d":"14.10"},35.82,0,{"v":0,"d":"0.00"},0,{"v":260.5,"d":"260.50"},1.84,347,97331,{"$f":"'Phoenix TMY 3'!$D$5","v":2019},"05","23","09","05/23/2019 09:00","2019-05-23T02:00:00",57.379999999999995]
["20100523:1300",14.84,32.61,77,{"v":387.9,"d":"387.90"},34,{"v":255.7,"d":"255.70"},1.11,10,97543,{"$f":"'Phoenix TMY 3'!$D$5","v":2019},"05","23","13","05/23/2019 13:00","2019-05-23T06:00:00",58.712]
["20100523:1600",19.44,21.75,715,901.92,98,263.08,{"v":2.5,"d":"2.50"},343,97600,{"$f":"'Phoenix TMY 3'!$D$5","v":2019},"05","23","16","05/23/2019 16:00","2019-05-23T09:00:00",66.992]
["20100523:2000",25.32,12.01,{"v":1060,"d":"1,060"},978.78,114,274.05,3.31,318,97325,{"$f":"'Phoenix TMY 3'!$D$5","v":2019},"05","23","20","05/23/2019 20:00","2019-05-23T13:00:00",77.576]
["20100523:2300",26.05,10.26,681,891.18,96,{"v":275.8,"d":"275.80"},2.72,293,97114,{"$f":"'Phoenix TMY 3'!$D$5","v":2019},"05","23","23","05/23/2019 23:00","2019-05-23T16:00:00",78.89]
["20100524:0000",25.24,11.26,469,807.27,82,{"v":275.2,"d":"275.20"},2.65,294,97111,{"$f":"'Phoenix TMY 3'!$D$5","v":2019},"05","24","00","05/24/2019 00:00","2019-05-23T17:00:00",77.43199999999999]
["20100524:0300",{"v":22.5,"d":"22.50"},15.29,0,{"v":0,"d":"0.00"},0,274.83,2.64,300,97146,{"$f":"'Phoenix TMY 3'!$D$5","v":2019},"05","24","03","05/24/2019 03:00","2019-05-23T20:00:00",72.5]
["20100524:0600",{"v":19.2,"d":"19.20"},21.29,0,{"v":0,"d":"0.00"},0,275.35,2.57,316,97213,{"$f":"'Phoenix TMY 3'!$D$5","v":2019},"05","24","06","05/24/2019 06:00","2019-05-23T23:00:00",66.56]
["20100524:1100",15.45,30.77,0,{"v":0,"d":"0.00"},0,{"v":271,"d":"271.00"},1.49,52,97143,{"$f":"'Phoenix TMY 3'!$D$5","v":2019},"05","24","11","05/24/2019 11:00","2019-05-24T04:00:00",59.81]
["20100524:1400",19.72,18.93,282,684.25,66,278.85,1.14,88,97315,{"$f":"'Phoenix TMY 3'!$D$5","v":2019},"05","24","14","05/24/2019 14:00","2019-05-24T07:00:00",67.49600000000001]
["20100524:1700",{"v":25.9,"d":"25.90"},11.71,885,{"v":943.6,"d":"943.60"},106,{"v":292.3,"d":"292.30"},{"v":0.4,"d":"0.40"},227,97267,{"$f":"'Phoenix TMY 3'!$D$5","v":2019},"05","24","17","05/24/2019 17:00","2019-05-24T10:00:00",78.62]
["20100524:2100",30.01,9.72,993,968.91,111,301.88,1.17,251,97031,{"$f":"'Phoenix TMY 3'!$D$5","v":2019},"05","24","21","05/24/2019 21:00","2019-05-24T14:00:00",86.018]
["20100525:0000",29.27,11.54,475,817.12,82,299.53,{"v":1.6,"d":"1.60"},269,96934,{"$f":"'Phoenix TMY 3'!$D$5","v":2019},"05","25","00","05/25/2019 00:00",{"$f":"(DATEVALUE(O3474)+TIMEVALUE(O3474))+($P$16/24)","v":"2019-05-24T17:00:00"},84.686]
["20100525:0100",28.15,13.06,251,666.45,62,297.02,2.02,277,96947,{"$f":"'Phoenix TMY 3'!$D$5","v":2019},{"$f":"MID(A3475,5,2)","v":"05"},{"$f":"MID(A3475,7,2)","v":"25"},{"$f":"MID(A3475,10,2)","v":"01"},{"$f":"L3475&\"/\"&M3475&\"/\"&K3475&\" \"&N3475&\":00\"","v":"05/25/2019 01:00"},"2019-05-24T18:00:00",{"$f":"((9/5)*B3475)+32","v":82.67}]
["20100525:0700",20.67,25.27,0,{"v":0,"d":"0.00"},0,290.63,1.98,296,97050,{"$f":"'Phoenix TMY 3'!$D$5","v":2019},"05","25","07","05/25/2019 07:00","2019-05-25",69.206]
["20100525:0800",19.68,27.58,0,{"v":0,"d":"0.00"},0,{"v":288.7,"d":"288.70"},1.54,296,97047,{"$f":"'Phoenix TMY 3'!$D$5","v":2019},"05","25","08","05/25/2019 08:00","2019-05-25T01:00:00",67.424]
["20100525:1200",20.01,29.48,0,{"v":0,"d":"0.00"},0,289.07,0.89,100,97117,{"$f":"'Phoenix TMY 3'!$D$5","v":2019},"05","25","12","05/25/2019 12:00","2019-05-25T05:00:00",68.018]
["20100525:1500",{"v":25.1,"d":"25.10"},19.71,506,822.46,85,300.95,0.58,133,97178,{"$f":"'Phoenix TMY 3'!$D$5","v":2019},"05","25","15","05/25/2019 15:00","2019-05-25T08:00:00",77.18]
["20100525:1900",31.85,12.01,{"v":1061,"d":"1,061"},973.93,114,318.62,1.62,220,97018,{"$f":"'Phoenix TMY 3'!$D$5","v":2019},"05","25","19","05/25/2019 19:00","2019-05-25T12:00:00",89.33000000000001]
["20100525:2200",33.18,10.64,858,934.45,105,320.17,{"v":2,"d":"2.00"},255,96858,{"$f":"'Phoenix TMY 3'!$D$5","v":2019},"05","25","22","05/25/2019 22:00","2019-05-25T15:00:00",91.724]
["20100526:0100",30.88,12.79,250,658.76,62,314.58,2.68,280,96845,{"$f":"'Phoenix TMY 3'!$D$5","v":2019},"05","26","01","05/26/2019 01:00","2019-05-25T18:00:00",87.584]
["20100526:0400",26.84,18.98,0,{"v":0,"d":"0.00"},0,308.67,3.07,302,96954,{"$f":"'Phoenix TMY 3'!$D$5","v":2019},"05","26","04","05/26/2019 04:00","2019-05-25T21:00:00",80.312]
["20100526:0600",24.33,24.56,0,{"v":0,"d":"0.00"},0,304.12,2.83,312,97002,{"$f":"'Phoenix TMY 3'!$D$5","v":2019},"05","26","06","05/26/2019 06:00","2019-05-25T23:00:00",75.794]
["20100526:0900",21.41,32.49,0,{"v":0,"d":"0.00"},0,297.37,2.14,338,97031,{"$f":"'Phoenix TMY 3'!$D$5","v":2019},"05","26","09","05/26/2019 09:00","2019-05-26T02:00:00",70.53800000000001]
["20100526:1300",22.73,33.33,79,383.02,35,300.13,0.94,346,97203,{"$f":"'Phoenix TMY 3'!$D$5","v":2019},"05","26","13","05/26/2019 13:00","2019-05-26T06:00:00",72.914]
["20100526:1600",28.22,24.04,710,893.19,97,314.47,0.76,276,97223,{"$f":"'Phoenix TMY 3'!$D$5","v":2019},"05","26","16","05/26/2019 16:00","2019-05-26T09:00:00",82.79599999999999]
["20100526:2000",34.54,15.75,{"v":1055,"d":"1,055"},971.43,114,{"v":330.3,"d":"330.30"},2.44,241,96998,{"$f":"'Phoenix TMY 3'!$D$5","v":2019},"05","26","20","05/26/2019 20:00","2019-05-26T13:00:00",94.172]
["20100526:2300",{"v":34.7,"d":"34.70"},16.26,685,891.93,96,329.65,2.26,255,96835,{"$f":"'Phoenix TMY 3'!$D$5","v":2019},"05","26","23","05/26/2019 23:00","2019-05-26T16:00:00",94.46000000000001]
["20100527:0100",32.29,19.76,253,661.68,63,324.38,{"v":2.7,"d":"2.70"},274,96842,{"$f":"'Phoenix TMY 3'!$D$5","v":2019},"05","27","01","05/27/2019 01:00","2019-05-26T18:00:00",90.122]
["20100527:0400",27.99,27.08,0,{"v":0,"d":"0.00"},0,319.98,3.26,292,96934,{"$f":"'Phoenix TMY 3'!$D$5","v":2019},"05","27","04","05/27/2019 04:00","2019-05-26T21:00:00",82.382]
["20100527:0700",24.35,34.14,0,{"v":0,"d":"0.00"},0,316.53,1.83,290,96986,{"$f":"'Phoenix TMY 3'!$D$5","v":2019},"05","27","07","05/27/2019 07:00","2019-05-27",75.83000000000001]
["20100527:1100",20.82,42.94,0,{"v":0,"d":"0.00"},0,315.25,2.03,159,96998,{"$f":"'Phoenix TMY 3'!$D$5","v":2019},"05","27","11","05/27/2019 11:00","2019-05-27T04:00:00",69.476]
["20100527:1400",24.26,35.46,279,668.25,66,318.65,1.06,252,97181,{"$f":"'Phoenix TMY 3'!$D$5","v":2019},"05","27","14","05/27/2019 14:00","2019-05-27T07:00:00",75.668]
["20100527:1700",30.08,22.75,869,923.47,105,340.05,2.03,233,97133,{"$f":"'Phoenix TMY 3'!$D$5","v":2019},{"$f":"MID(A3539,5,2)","v":"05"},{"$f":"MID(A3539,7,2)","v":"27"},{"$f":"MID(A3539,10,2)","v":"17"},{"$f":"L3539&\"/\"&M3539&\"/\"&K3539&\" \"&N3539&\":00\"","v":"05/27/2019 17:00"},"2019-05-27T10:00:00",{"$f":"((9/5)*B3539)+32","v":86.144}]
["20100527:2100",33.83,{"v":15.8,"d":"15.80"},976,948.67,110,347.32,4.66,249,96902,{"$f":"'Phoenix TMY 3'!$D$5","v":2019},"05","27","21","05/27/2019 21:00","2019-05-27T14:00:00",92.894]
["20100527:2200",33.63,15.03,851,924.61,104,347.03,5.57,255,96845,{"$f":"'Phoenix TMY 3'!$D$5","v":2019},"05","27","22","05/27/2019 22:00","2019-05-27T15:00:00",92.534]
["20100528:0400",26.73,15.81,0,{"v":0,"d":"0.00"},0,321.53,3.43,295,96966,{"$f":"'Phoenix TMY 3'!$D$5","v":2019},"05","28","04","05/28/2019 04:00","2019-05-27T21:00:00",80.114]
["20100528:0500",25.36,17.05,0,{"v":0,"d":"0.00"},0,{"v":316.3,"d":"316.30"},3.34,299,97018,{"$f":"'Phoenix TMY 3'!$D$5","v":2019},"05","28","05","05/28/2019 05:00","2019-05-27T22:00:00",77.648]
["20100528:0800",21.65,21.33,0,{"v":0,"d":"0.00"},0,302.25,2.52,287,96998,{"$f":"'Phoenix TMY 3'!$D$5","v":2019},"05","28","08","05/28/2019 08:00","2019-05-28T01:00:00",70.97]
["20100528:1200",20.73,21.14,0,{"v":0,"d":"0.00"},0,299.22,1.27,219,97063,{"$f":"'Phoenix TMY 3'!$D$5","v":2019},"05","28","12","05/28/2019 12:00","2019-05-28T05:00:00",69.314]
["20100528:1500",25.63,12.67,507,820.77,85,309.97,1.43,280,97127,{"$f":"'Phoenix TMY 3'!$D$5","v":2019},"05","28","15","05/28/2019 15:00","2019-05-28T08:00:00",78.134]
["20100528:1800",31.16,7.96,{"v":1006,"d":"1,006"},965.93,112,322.82,2.47,265,97040,{"$f":"'Phoenix TMY 3'!$D$5","v":2019},"05","28","18","05/28/2019 18:00","2019-05-28T11:00:00",88.088]
["20100528:2300",34.13,{"v":5.7,"d":"5.70"},695,903.62,96,322.95,3.67,265,96672,{"$f":"'Phoenix TMY 3'!$D$5","v":2019},"05","28","23","05/28/2019 23:00","2019-05-28T16:00:00",93.434]
["20100529:0200",30.22,7.84,59,{"v":339.7,"d":"339.70"},29,311.55,2.72,283,96749,{"$f":"'Phoenix TMY 3'!$D$5","v":2019},"05","29","02","05/29/2019 02:00","2019-05-28T19:00:00",86.396]
["20100529:0500",26.57,9.65,0,{"v":0,"d":"0.00"},0,306.55,2.72,258,96854,{"$f":"'Phoenix TMY 3'!$D$5","v":2019},"05","29","05","05/29/2019 05:00","2019-05-28T22:00:00",79.826]
["20100529:0600",25.56,11.14,0,{"v":0,"d":"0.00"},0,304.95,2.29,226,96848,{"$f":"'Phoenix TMY 3'!$D$5","v":2019},"05","29","06","05/29/2019 06:00","2019-05-28T23:00:00",78.008]
["20100529:0900",22.42,15.75,0,{"v":0,"d":"0.00"},0,{"v":300.4,"d":"300.40"},1.29,151,96858,{"$f":"'Phoenix TMY 3'!$D$5","v":2019},"05","29","09","05/29/2019 09:00","2019-05-29T02:00:00",72.356]
["20100529:1300",23.65,13.87,82,389.38,36,299.43,0.82,144,97043,{"$f":"'Phoenix TMY 3'!$D$5","v":2019},"05","29","13","05/29/2019 13:00","2019-05-29T06:00:00",74.57]
["20100529:1600",30.04,8.04,721,905.55,98,315.03,0.75,210,97088,{"$f":"'Phoenix TMY 3'!$D$5","v":2019},"05","29","16","05/29/2019 16:00","2019-05-29T09:00:00",86.072]
["20100529:2000",35.92,5.07,{"v":1074,"d":"1,074"},988.05,115,326.85,2.48,249,96912,{"$f":"'Phoenix TMY 3'!$D$5","v":2019},"05","29","20","05/29/2019 20:00","2019-05-29T13:00:00",96.656]
["20100530:0000",34.28,6.49,485,823.07,83,323.53,2.11,267,96800,{"$f":"'Phoenix TMY 3'!$D$5","v":2019},"05","30","00","05/30/2019 00:00","2019-05-29T17:00:00",93.70400000000001]
["20100530:0300",30.14,9.41,0,{"v":0,"d":"0.00"},0,317.55,2.43,287,96893,{"$f":"'Phoenix TMY 3'!$D$5","v":2019},"05","30","03","05/30/2019 03:00","2019-05-29T20:00:00",86.25200000000001]
["20100530:0400",29.22,9.33,0,{"v":0,"d":"0.00"},0,{"v":316.8,"d":"316.80"},2.08,292,96941,{"$f":"'Phoenix TMY 3'!$D$5","v":2019},"05","30","04","05/30/2019 04:00","2019-05-29T21:00:00",84.596]
["20100530:0700",26.13,10.07,0,{"v":0,"d":"0.00"},0,312.35,1.13,190,96982,{"$f":"'Phoenix TMY 3'!$D$5","v":2019},"05","30","07","05/30/2019 07:00","2019-05-30",79.03399999999999]
["20100530:1000",22.71,15.08,0,{"v":0,"d":"0.00"},0,{"v":308.1,"d":"308.10"},1.16,131,96998,{"$f":"'Phoenix TMY 3'!$D$5","v":2019},"05","30","10","05/30/2019 10:00","2019-05-30T03:00:00",72.878]
["20100530:1400",26.06,13.36,289,691.32,67,{"v":309.5,"d":"309.50"},0.74,171,97277,{"$f":"'Phoenix TMY 3'!$D$5","v":2019},"05","30","14","05/30/2019 14:00","2019-05-30T07:00:00",78.908]
["20100530:1700",32.97,9.07,884,938.92,106,333.35,0.68,226,97239,{"$f":"'Phoenix TMY 3'!$D$5","v":2019},"05","30","17","05/30/2019 17:00","2019-05-30T10:00:00",91.346]
["20100530:2100",36.51,8.31,987,957.16,111,340.63,2.48,234,97037,{"$f":"'Phoenix TMY 3'!$D$5","v":2019},"05","30","21","05/30/2019 21:00","2019-05-30T14:00:00",97.718]
["20100531:0100",33.75,10.84,258,663.52,63,{"v":333.3,"d":"333.30"},3.06,257,96966,{"$f":"'Phoenix TMY 3'!$D$5","v":2019},"05","31","01","05/31/2019 01:00","2019-05-30T18:00:00",92.75]
["20100531:0400",29.51,15.79,0,{"v":0,"d":"0.00"},0,324.73,3.66,256,97082,{"$f":"'Phoenix TMY 3'!$D$5","v":2019},"05","31","04","05/31/2019 04:00","2019-05-30T21:00:00",85.118]
["20100531:0500",27.99,17.62,0,{"v":0,"d":"0.00"},0,{"v":322.3,"d":"322.30"},3.85,251,97133,{"$f":"'Phoenix TMY 3'!$D$5","v":2019},"05","31","05","05/31/2019 05:00","2019-05-30T22:00:00",82.382]
["20100531:0800",24.17,19.98,0,{"v":0,"d":"0.00"},0,312.85,1.61,199,97143,{"$f":"'Phoenix TMY 3'!$D$5","v":2019},"05","31","08","05/31/2019 08:00","2019-05-31T01:00:00",75.506]
["20100531:1100",21.28,23.91,0,{"v":0,"d":"0.00"},0,{"v":308.7,"d":"308.70"},1.41,174,97200,{"$f":"'Phoenix TMY 3'!$D$5","v":2019},"05","31","11","05/31/2019 11:00","2019-05-31T04:00:00",70.304]
["20100531:1400",26.69,16.77,284,{"v":677.5,"d":"677.50"},66,{"v":312.6,"d":"312.60"},1.26,188,97325,{"$f":"'Phoenix TMY 3'!$D$5","v":2019},"05","31","14","05/31/2019 14:00","2019-05-31T07:00:00",80.042]
["20100531:1900",34.65,8.77,{"v":1058,"d":"1,058"},967.79,114,331.16,2.14,226,97088,{"$f":"'Phoenix TMY 3'!$D$5","v":2019},"05","31","19","05/31/2019 19:00","2019-05-31T12:00:00",94.37]
["20100531:2300",34.04,11.45,527,{"v":382.6,"d":"382.60"},272,337.15,2.49,240,96835,{"$f":"'Phoenix TMY 3'!$D$5","v":2019},"05","31","23","05/31/2019 23:00","2019-05-31T16:00:00",93.27199999999999]
["20150601:0200",33.59,13.45,54,228.22,33,341.65,2.76,262,96758,{"$f":"'Phoenix TMY 3'!$D$5","v":2019},"06","01","02","06/01/2019 02:00","2019-05-31T19:00:00",92.46200000000002]
["20150601:0500",33.13,15.45,0,{"v":0,"d":"0.00"},0,346.15,3.02,252,96970,{"$f":"'Phoenix TMY 3'!$D$5","v":2019},"06","01","05","06/01/2019 05:00","2019-05-31T22:00:00",91.63400000000001]
["20150601:0600",32.98,16.12,0,{"v":0,"d":"0.00"},0,347.65,3.11,238,96982,{"$f":"'Phoenix TMY 3'!$D$5","v":2019},"06","01","06","06/01/2019 06:00","2019-05-31T23:00:00",91.364]
["20150601:1100",23.63,{"v":25.9,"d":"25.90"},0,{"v":0,"d":"0.00"},0,315.95,1.42,166,97075,{"$f":"'Phoenix TMY 3'!$D$5","v":2019},"06","01","11","06/01/2019 11:00","2019-06-01T04:00:00",74.53399999999999]
["20150601:1300",{"v":27.1,"d":"27.10"},20.99,77,300.26,41,321.65,1.28,182,97171,{"$f":"'Phoenix TMY 3'!$D$5","v":2019},"06","01","13","06/01/2019 13:00","2019-06-01T06:00:00",80.78]
["20150601:1700",34.81,13.41,873,{"v":895.1,"d":"895.10"},131,{"v":337.1,"d":"337.10"},1.42,226,97219,{"$f":"'Phoenix TMY 3'!$D$5","v":2019},"06","01","17","06/01/2019 17:00","2019-06-01T10:00:00",94.65800000000002]
["20150601:2000",38.77,10.23,{"v":1055,"d":"1,055"},940.58,141,{"v":340.3,"d":"340.30"},2.57,242,97047,{"$f":"'Phoenix TMY 3'!$D$5","v":2019},"06","01","20","06/01/2019 20:00","2019-06-01T13:00:00",101.786]
["20150602:0000",37.68,9.63,478,765.44,102,{"v":338.3,"d":"338.30"},3.81,260,96915,{"$f":"'Phoenix TMY 3'!$D$5","v":2019},"06","02","00","06/02/2019 00:00",{"$f":"(DATEVALUE(O3666)+TIMEVALUE(O3666))+($P$16/24)","v":"2019-06-01T17:00:00"},99.824]
["20150602:0300",33.88,11.67,0,{"v":0,"d":"0.00"},0,334.35,3.42,272,96973,{"$f":"'Phoenix TMY 3'!$D$5","v":2019},"06","02","03","06/02/2019 03:00","2019-06-01T20:00:00",92.98400000000001]
["20150602:0600",29.59,14.84,0,{"v":0,"d":"0.00"},0,329.77,2.42,249,97079,{"$f":"'Phoenix TMY 3'!$D$5","v":2019},"06","02","06","06/02/2019 06:00","2019-06-01T23:00:00",85.262]
["20150602:0800",27.13,15.56,0,{"v":0,"d":"0.00"},0,{"v":324.4,"d":"324.40"},1.86,207,97085,{"$f":"'Phoenix TMY 3'!$D$5","v":2019},"06","02","08","06/02/2019 08:00","2019-06-02T01:00:00",80.834]
["20150602:1100",24.58,{"v":17.3,"d":"17.30"},0,{"v":0,"d":"0.00"},0,{"v":318.5,"d":"318.50"},1.27,158,97104,{"$f":"'Phoenix TMY 3'!$D$5","v":2019},"06","02","11","06/02/2019 11:00","2019-06-02T04:00:00",76.244]
["20150602:1400",28.04,16.19,278,614.26,80,{"v":319.1,"d":"319.10"},1.43,198,97258,{"$f":"'Phoenix TMY 3'!$D$5","v":2019},"06","02","14","06/02/2019 14:00","2019-06-02T07:00:00",82.47200000000001]
["20150602:1800",35.34,8.44,994,923.38,138,331.97,2.36,240,97107,{"$f":"'Phoenix TMY 3'!$D$5","v":2019},"06","02","18","06/02/2019 18:00","2019-06-02T11:00:00",95.61200000000001]
["20150602:2100",37.83,6.71,988,927.27,138,331.87,3.84,250,96928,{"$f":"'Phoenix TMY 3'!$D$5","v":2019},"06","02","21","06/02/2019 21:00","2019-06-02T14:00:00",100.094]
["20150603:0100",35.31,7.91,258,605.94,78,{"v":329.4,"d":"329.40"},3.26,269,96813,{"$f":"'Phoenix TMY 3'!$D$5","v":2019},"06","03","01","06/03/2019 01:00","2019-06-02T18:00:00",95.558]
["20150603:0400",30.91,11.49,0,{"v":0,"d":"0.00"},0,325.43,3.02,273,96890,{"$f":"'Phoenix TMY 3'!$D$5","v":2019},"06","03","04","06/03/2019 04:00","2019-06-02T21:00:00",87.638]
["20150603:0500",29.31,12.96,0,{"v":0,"d":"0.00"},0,{"v":323.4,"d":"323.40"},3.16,272,96931,{"$f":"'Phoenix TMY 3'!$D$5","v":2019},"06","03","05","06/03/2019 05:00","2019-06-02T22:00:00",84.758]
["20150603:0900",25.25,14.21,0,{"v":0,"d":"0.00"},0,{"v":311.8,"d":"311.80"},1.55,188,96890,{"$f":"'Phoenix TMY 3'!$D$5","v":2019},"06","03","09","06/03/2019 09:00","2019-06-03T02:00:00",77.45]
["20150603:1200",24.52,15.75,0,{"v":0,"d":"0.00"},0,309.15,0.91,167,96915,{"$f":"'Phoenix TMY 3'!$D$5","v":2019},"06","03","12","06/03/2019 12:00","2019-06-03T05:00:00",76.136]
["20150603:1600",{"v":31,"d":"31.00"},{"v":10.4,"d":"10.40"},717,864.51,121,317.08,2.29,215,96979,{"$f":"'Phoenix TMY 3'!$D$5","v":2019},"06","03","16","06/03/2019 16:00","2019-06-03T09:00:00",87.80000000000001]
["20150603:1900",35.39,6.77,{"v":1078,"d":"1,078"},957.81,143,320.37,3.85,230,96845,{"$f":"'Phoenix TMY 3'!$D$5","v":2019},"06","03","19","06/03/2019 19:00","2019-06-03T12:00:00",95.702]
["20150603:2200",36.49,6.66,884,924.21,132,318.33,4.44,242,96678,{"$f":"'Phoenix TMY 3'!$D$5","v":2019},"06","03","22","06/03/2019 22:00","2019-06-03T15:00:00",97.682]
["20150604:0200",32.66,10.49,65,{"v":287.9,"d":"287.90"},37,{"v":316.9,"d":"316.90"},2.99,272,96662,{"$f":"'Phoenix TMY 3'!$D$5","v":2019},"06","04","02","06/04/2019 02:00","2019-06-03T19:00:00",90.788]
["20150604:0600",27.29,15.83,0,{"v":0,"d":"0.00"},0,311.23,2.32,231,96758,{"$f":"'Phoenix TMY 3'!$D$5","v":2019},"06","04","06","06/04/2019 06:00","2019-06-03T23:00:00",81.122]
["20150604:0900",24.25,20.49,0,{"v":0,"d":"0.00"},0,308.52,2.14,136,96742,{"$f":"'Phoenix TMY 3'!$D$5","v":2019},"06","04","09","06/04/2019 09:00","2019-06-04T02:00:00",75.65]
["20150604:1000",23.08,23.24,0,{"v":0,"d":"0.00"},0,308.43,{"v":2.1,"d":"2.10"},134,96746,{"$f":"'Phoenix TMY 3'!$D$5","v":2019},"06","04","10","06/04/2019 10:00","2019-06-04T03:00:00",73.544]
["20150604:1300",25.08,20.26,83,328.07,43,311.82,1.82,151,96832,{"$f":"'Phoenix TMY 3'!$D$5","v":2019},"06","04","13","06/04/2019 13:00","2019-06-04T06:00:00",77.144]
["20150604:1700",33.02,10.12,760,554.42,300,{"v":340,"d":"340.00"},{"v":3.3,"d":"3.30"},203,96835,{"$f":"'Phoenix TMY 3'!$D$5","v":2019},{"$f":"MID(A3731,5,2)","v":"06"},{"$f":"MID(A3731,7,2)","v":"04"},{"$f":"MID(A3731,10,2)","v":"17"},{"$f":"L3731&\"/\"&M3731&\"/\"&K3731&\" \"&N3731&\":00\"","v":"06/04/2019 17:00"},"2019-06-04T10:00:00",{"$f":"((9/5)*B3731)+32","v":91.436}]
["20150604:2000",36.09,6.41,703,206.52,502,{"v":371.4,"d":"371.40"},7.96,218,96730,{"$f":"'Phoenix TMY 3'!$D$5","v":2019},"06","04","20","06/04/2019 20:00","2019-06-04T13:00:00",96.962]
["20150604:2300",33.51,7.52,215,10.45,208,{"v":394.9,"d":"394.90"},3.03,199,96682,{"$f":"'Phoenix TMY 3'!$D$5","v":2019},"06","04","23","06/04/2019 23:00","2019-06-04T16:00:00",92.318]
["20150605:0300",30.64,11.49,0,{"v":0,"d":"0.00"},0,369.93,6.13,189,96752,{"$f":"'Phoenix TMY 3'!$D$5","v":2019},"06","05","03","06/05/2019 03:00","2019-06-04T20:00:00",87.152]
["20150605:0700",26.86,20.08,0,{"v":0,"d":"0.00"},0,{"v":366.1,"d":"366.10"},{"v":3.6,"d":"3.60"},172,96880,{"$f":"'Phoenix TMY 3'!$D$5","v":2019},"06","05","07","06/05/2019 07:00","2019-06-05",80.348]
["20150605:1000",{"v":24.3,"d":"24.30"},29.22,0,{"v":0,"d":"0.00"},0,351.57,2.29,166,96934,{"$f":"'Phoenix TMY 3'!$D$5","v":2019},"06","05","10","06/05/2019 10:00","2019-06-05T03:00:00",75.74000000000001]
["20150605:1100",23.52,32.47,0,{"v":0,"d":"0.00"},0,346.45,1.93,164,96950,{"$f":"'Phoenix TMY 3'!$D$5","v":2019},"06","05","11","06/05/2019 11:00","2019-06-05T04:00:00",74.336]
["20150605:1400",26.12,32.02,55,{"v":0,"d":"0.00"},55,360.85,6.17,141,96989,{"$f":"'Phoenix TMY 3'!$D$5","v":2019},"06","05","14","06/05/2019 14:00","2019-06-05T07:00:00",79.016]
["20150605:1800",32.92,{"v":17.5,"d":"17.50"},267,14.01,254,394.18,5.73,178,96877,{"$f":"'Phoenix TMY 3'!$D$5","v":2019},"06","05","18","06/05/2019 18:00","2019-06-05T11:00:00",91.256]
["20150605:2100",35.03,14.94,664,{"v":217.7,"d":"217.70"},464,389.12,4.31,195,96742,{"$f":"'Phoenix TMY 3'!$D$5","v":2019},"06","05","21","06/05/2019 21:00","2019-06-05T14:00:00",95.054]
["20150606:0000",{"v":33.2,"d":"33.20"},16.76,28,{"v":0,"d":"0.00"},28,{"v":375.1,"d":"375.10"},1.77,176,96698,{"$f":"'Phoenix TMY 3'!$D$5","v":2019},"06","06","00","06/06/2019 00:00","2019-06-05T17:00:00",91.76]
["20150606:0500",27.47,24.47,0,{"v":0,"d":"0.00"},0,{"v":347.4,"d":"347.40"},1.38,131,96950,{"$f":"'Phoenix TMY 3'!$D$5","v":2019},"06","06","05","06/06/2019 05:00","2019-06-05T22:00:00",81.446]
["20150606:0800",{"v":24.3,"d":"24.30"},31.52,0,{"v":0,"d":"0.00"},0,{"v":338.4,"d":"338.40"},1.68,176,96989,{"$f":"'Phoenix TMY 3'!$D$5","v":2019},"06","06","08","06/06/2019 08:00","2019-06-06T01:00:00",75.74000000000001]
["20150606:0900",23.43,{"v":33.7,"d":"33.70"},0,{"v":0,"d":"0.00"},0,336.37,1.75,173,97002,{"$f":"'Phoenix TMY 3'!$D$5","v":2019},"06","06","09","06/06/2019 09:00","2019-06-06T02:00:00",74.174]
["20150606:1200",22.94,34.25,0,{"v":0,"d":"0.00"},0,336.05,2.51,173,97034,{"$f":"'Phoenix TMY 3'!$D$5","v":2019},"06","06","12","06/06/2019 12:00","2019-06-06T05:00:00",73.292]
["20150606:1500",27.34,22.87,479,728.78,102,346.82,4.23,192,97031,{"$f":"'Phoenix TMY 3'!$D$5","v":2019},"06","06","15","06/06/2019 15:00","2019-06-06T08:00:00",81.212]
["20150606:1900",33.47,11.93,{"v":1028,"d":"1,028"},908.79,140,360.45,4.39,215,96922,{"$f":"'Phoenix TMY 3'!$D$5","v":2019},"06","06","19","06/06/2019 19:00","2019-06-06T12:00:00",92.24600000000001]
["20150606:2100",34.54,9.85,964,900.67,136,363.52,{"v":3.6,"d":"3.60"},226,96851,{"$f":"'Phoenix TMY 3'!$D$5","v":2019},"06","06","21","06/06/2019 21:00","2019-06-06T14:00:00",94.172]
["20150607:0200",31.44,12.73,63,{"v":264.5,"d":"264.50"},36,{"v":353,"d":"353.00"},2.62,274,96787,{"$f":"'Phoenix TMY 3'!$D$5","v":2019},"06","07","02","06/07/2019 02:00","2019-06-06T19:00:00",88.59200000000001]
["20150607:0600",{"v":26.7,"d":"26.70"},16.58,0,{"v":0,"d":"0.00"},0,339.55,0.84,238,96970,{"$f":"'Phoenix TMY 3'!$D$5","v":2019},"06","07","06","06/07/2019 06:00","2019-06-06T23:00:00",80.06]
["20150607:0900",23.71,21.44,0,{"v":0,"d":"0.00"},0,330.32,{"v":1.1,"d":"1.10"},141,96998,{"$f":"'Phoenix TMY 3'!$D$5","v":2019},{"$f":"MID(A3795,5,2)","v":"06"},{"$f":"MID(A3795,7,2)","v":"07"},{"$f":"MID(A3795,10,2)","v":"09"},{"$f":"L3795&\"/\"&M3795&\"/\"&K3795&\" \"&N3795&\":00\"","v":"06/07/2019 09:00"},"2019-06-07T02:00:00",{"$f":"((9/5)*B3795)+32","v":74.678}]
["20150607:1000",22.48,23.75,0,{"v":0,"d":"0.00"},0,327.68,1.41,132,97008,{"$f":"'Phoenix TMY 3'!$D$5","v":2019},"06","07","10","06/07/2019 10:00","2019-06-07T03:00:00",72.464]
["20150607:1300",24.79,20.31,79,308.37,41,328.28,1.31,117,97063,{"$f":"'Phoenix TMY 3'!$D$5","v":2019},"06","07","13","06/07/2019 13:00","2019-06-07T06:00:00",76.622]
["20150607:1600",31.02,12.87,689,{"v":826.1,"d":"826.10"},119,{"v":347.6,"d":"347.60"},1.24,168,97059,{"$f":"'Phoenix TMY 3'!$D$5","v":2019},"06","07","16","06/07/2019 16:00","2019-06-07T09:00:00",87.836]
["20150607:2200",37.69,7.38,848,879.97,129,{"v":373.7,"d":"373.70"},1.73,252,96787,{"$f":"'Phoenix TMY 3'!$D$5","v":2019},"06","07","22","06/07/2019 22:00","2019-06-07T15:00:00",99.842]
["20150608:0000",{"v":36.7,"d":"36.70"},9.09,476,749.64,102,370.82,1.79,276,96778,{"$f":"'Phoenix TMY 3'!$D$5","v":2019},"06","08","00","06/08/2019 00:00","2019-06-07T17:00:00",98.06]
["20150608:0400",{"v":32.2,"d":"32.20"},12.16,0,{"v":0,"d":"0.00"},0,362.85,2.31,330,96970,{"$f":"'Phoenix TMY 3'!$D$5","v":2019},"06","08","04","06/08/2019 04:00","2019-06-07T21:00:00",89.96000000000001]
["20150608:0700",28.88,15.77,0,{"v":0,"d":"0.00"},0,{"v":362.8,"d":"362.80"},1.36,27,97047,{"$f":"'Phoenix TMY 3'!$D$5","v":2019},"06","08","07","06/08/2019 07:00","2019-06-08",83.98400000000001]
["20150608:1000",26.25,19.81,0,{"v":0,"d":"0.00"},0,365.58,0.98,100,97101,{"$f":"'Phoenix TMY 3'!$D$5","v":2019},"06","08","10","06/08/2019 10:00","2019-06-08T03:00:00",79.25]
["20150608:1100",25.48,20.86,0,{"v":0,"d":"0.00"},0,{"v":367,"d":"367.00"},1.02,124,97123,{"$f":"'Phoenix TMY 3'!$D$5","v":2019},"06","08","11","06/08/2019 11:00","2019-06-08T04:00:00",77.864]
["20150608:1400",27.92,14.03,261,533.54,88,378.95,1.31,211,97248,{"$f":"'Phoenix TMY 3'!$D$5","v":2019},"06","08","14","06/08/2019 14:00","2019-06-08T07:00:00",82.256]
["20150608:1900",37.07,8.56,919,572.82,359,{"v":407.3,"d":"407.30"},2.58,283,97053,{"$f":"'Phoenix TMY 3'!$D$5","v":2019},"06","08","19","06/08/2019 19:00","2019-06-08T12:00:00",98.726]
["20150608:2200",38.26,9.94,534,160.17,403,413.37,1.83,273,96886,{"$f":"'Phoenix TMY 3'!$D$5","v":2019},"06","08","22","06/08/2019 22:00","2019-06-08T15:00:00",100.868]
["20150609:0100",37.27,{"v":11.2,"d":"11.20"},130,49.07,115,419.65,2.23,277,96758,{"$f":"'Phoenix TMY 3'!$D$5","v":2019},"06","09","01","06/09/2019 01:00","2019-06-08T18:00:00",99.08600000000001]
["20150609:0500",34.93,14.76,0,{"v":0,"d":"0.00"},0,{"v":427.8,"d":"427.80"},2.37,197,96874,{"$f":"'Phoenix TMY 3'!$D$5","v":2019},"06","09","05","06/09/2019 05:00","2019-06-08T22:00:00",94.874]
["20150609:0800",31.55,24.84,0,{"v":0,"d":"0.00"},0,420.95,3.72,182,96960,{"$f":"'Phoenix TMY 3'!$D$5","v":2019},"06","09","08","06/09/2019 08:00","2019-06-09T01:00:00",88.78999999999999]
["20150609:1100",28.88,38.74,0,{"v":0,"d":"0.00"},0,414.55,2.36,144,97027,{"$f":"'Phoenix TMY 3'!$D$5","v":2019},"06","09","11","06/09/2019 11:00","2019-06-09T04:00:00",83.98400000000001]
["20150609:1200",28.03,42.91,0,{"v":0,"d":"0.00"},0,411.63,1.87,137,97079,{"$f":"'Phoenix TMY 3'!$D$5","v":2019},"06","09","12","06/09/2019 12:00","2019-06-09T05:00:00",82.45400000000001]
["20150609:1600",26.94,53.46,203,{"v":8.7,"d":"8.70"},197,412.17,2.01,146,97187,{"$f":"'Phoenix TMY 3'!$D$5","v":2019},"06","09","16","06/09/2019 16:00","2019-06-09T09:00:00",80.492]
["20150609:1900",27.74,54.38,352,19.43,333,418.05,3.16,200,97165,{"$f":"'Phoenix TMY 3'!$D$5","v":2019},"06","09","19","06/09/2019 19:00","2019-06-09T12:00:00",81.93199999999999]
["20150609:2300",27.09,{"v":61.3,"d":"61.30"},206,8.89,200,416.95,2.65,261,97075,{"$f":"'Phoenix TMY 3'!$D$5","v":2019},"06","09","23","06/09/2019 23:00","2019-06-09T16:00:00",80.762]
["20150610:0200",29.51,48.33,59,225.45,35,{"v":392.3,"d":"392.30"},2.48,265,96864,{"$f":"'Phoenix TMY 3'!$D$5","v":2019},"06","10","02","06/10/2019 02:00","2019-06-09T19:00:00",85.118]
["20150610:0600",27.17,{"v":59.2,"d":"59.20"},0,{"v":0,"d":"0.00"},0,384.62,2.63,219,96992,{"$f":"'Phoenix TMY 3'!$D$5","v":2019},"06","10","06","06/10/2019 06:00","2019-06-09T23:00:00",80.906]
["20150610:0900",24.97,69.01,0,{"v":0,"d":"0.00"},0,{"v":382.9,"d":"382.90"},2.37,207,97011,{"$f":"'Phoenix TMY 3'!$D$5","v":2019},"06","10","09","06/10/2019 09:00","2019-06-10T02:00:00",76.946]
["20150610:1200",23.89,73.27,0,{"v":0,"d":"0.00"},0,389.42,1.28,220,97047,{"$f":"'Phoenix TMY 3'!$D$5","v":2019},"06","10","12","06/10/2019 12:00","2019-06-10T05:00:00",75.00200000000001]
["20150610:1300",24.03,70.52,72,266.49,39,395.03,1.23,227,97056,{"$f":"'Phoenix TMY 3'!$D$5","v":2019},"06","10","13","06/10/2019 13:00","2019-06-10T06:00:00",75.254]
["20150610:1700",27.69,59.17,534,150.59,409,412.75,1.52,242,97066,{"$f":"'Phoenix TMY 3'!$D$5","v":2019},"06","10","17","06/10/2019 17:00","2019-06-10T10:00:00",81.84200000000001]
["20150610:2100",32.86,40.26,931,864.79,134,412.17,{"v":2.1,"d":"2.10"},258,96806,{"$f":"'Phoenix TMY 3'!$D$5","v":2019},"06","10","21","06/10/2019 21:00","2019-06-10T14:00:00",91.148]
["20150611:0000",34.13,33.77,455,706.74,100,399.05,1.44,273,96649,{"$f":"'Phoenix TMY 3'!$D$5","v":2019},"06","11","00","06/11/2019 00:00","2019-06-10T17:00:00",93.434]
["20150611:0300",32.97,36.02,0,{"v":0,"d":"0.00"},0,394.37,0.71,279,96640,{"$f":"'Phoenix TMY 3'!$D$5","v":2019},"06","11","03","06/11/2019 03:00","2019-06-10T20:00:00",91.346]
["20150611:0700",{"v":29.4,"d":"29.40"},40.37,0,{"v":0,"d":"0.00"},0,387.27,0.86,244,96691,{"$f":"'Phoenix TMY 3'!$D$5","v":2019},"06","11","07","06/11/2019 07:00","2019-06-11",84.92]
["20150611:1000",26.57,42.76,0,{"v":0,"d":"0.00"},0,375.97,1.85,222,96707,{"$f":"'Phoenix TMY 3'!$D$5","v":2019},"06","11","10","06/11/2019 10:00","2019-06-11T03:00:00",79.826]
["20150611:1400",27.93,37.82,264,573.59,78,360.15,1.92,270,96854,{"$f":"'Phoenix TMY 3'!$D$5","v":2019},"06","11","14","06/11/2019 14:00","2019-06-11T07:00:00",82.274]
["20150611:1500",29.65,33.63,473,{"v":717.2,"d":"717.20"},102,366.97,1.56,267,96835,{"$f":"'Phoenix TMY 3'!$D$5","v":2019},"06","11","15","06/11/2019 15:00","2019-06-11T08:00:00",85.37]
["20150611:1800",34.24,22.59,954,882.22,135,383.67,1.21,261,96736,{"$f":"'Phoenix TMY 3'!$D$5","v":2019},"06","11","18","06/11/2019 18:00","2019-06-11T11:00:00",93.632]
["20150611:2200",36.72,15.49,836,862.08,129,{"v":380,"d":"380.00"},1.72,270,96531,{"$f":"'Phoenix TMY 3'!$D$5","v":2019},"06","11","22","06/11/2019 22:00","2019-06-11T15:00:00",98.096]
["20150612:0100",35.17,17.26,256,578.54,77,364.17,1.45,281,96502,{"$f":"'Phoenix TMY 3'!$D$5","v":2019},"06","12","01","06/12/2019 01:00","2019-06-11T18:00:00",95.30600000000001]
["20150612:0400",31.96,{"v":22.1,"d":"22.10"},0,{"v":0,"d":"0.00"},0,352.83,{"v":2.1,"d":"2.10"},278,96592,{"$f":"'Phoenix TMY 3'!$D$5","v":2019},"06","12","04","06/12/2019 04:00","2019-06-11T21:00:00",89.528]
["20150612:0700",28.62,27.69,0,{"v":0,"d":"0.00"},0,343.77,2.06,260,96614,{"$f":"'Phoenix TMY 3'!$D$5","v":2019},"06","12","07","06/12/2019 07:00","2019-06-12",83.516]
["20150612:1200",26.45,31.54,0,{"v":0,"d":"0.00"},0,337.57,{"v":0.8,"d":"0.80"},175,96672,{"$f":"'Phoenix TMY 3'!$D$5","v":2019},"06","12","12","06/12/2019 12:00","2019-06-12T05:00:00",79.61]
["20150612:1500",30.16,25.56,478,727.11,102,{"v":350.4,"d":"350.40"},0.95,223,96739,{"$f":"'Phoenix TMY 3'!$D$5","v":2019},"06","12","15","06/12/2019 15:00","2019-06-12T08:00:00",86.28800000000001]
["20150612:1600",32.24,22.76,675,807.71,118,{"v":358.5,"d":"358.50"},{"v":1.2,"d":"1.20"},234,96710,{"$f":"'Phoenix TMY 3'!$D$5","v":2019},"06","12","16","06/12/2019 16:00",{"$f":"(DATEVALUE(O3922)+TIMEVALUE(O3922))+($P$16/24)","v":"2019-06-12T09:00:00"},90.03200000000001]
["20150612:1900",{"v":36.9,"d":"36.90"},16.74,{"v":1016,"d":"1,016"},896.46,139,375.27,1.96,244,96541,{"$f":"'Phoenix TMY 3'!$D$5","v":2019},"06","12","19","06/12/2019 19:00","2019-06-12T12:00:00",98.42]
["20150612:2300",38.33,15.34,667,811.45,117,{"v":372.3,"d":"372.30"},0.51,253,96336,{"$f":"'Phoenix TMY 3'!$D$5","v":2019},"06","12","23","06/12/2019 23:00","2019-06-12T16:00:00",100.994]
["20150613:0200",{"v":36.1,"d":"36.10"},18.36,68,271.87,38,{"v":359.5,"d":"359.50"},0.88,278,96326,{"$f":"'Phoenix TMY 3'!$D$5","v":2019},"06","13","02","06/13/2019 02:00","2019-06-12T19:00:00",96.98]
["20150613:0400",33.99,21.22,0,{"v":0,"d":"0.00"},0,{"v":357.2,"d":"357.20"},1.77,257,96416,{"$f":"'Phoenix TMY 3'!$D$5","v":2019},"06","13","04","06/13/2019 04:00","2019-06-12T21:00:00",93.182]
["20150613:1000",27.13,31.32,0,{"v":0,"d":"0.00"},0,340.18,2.12,201,96486,{"$f":"'Phoenix TMY 3'!$D$5","v":2019},"06","13","10","06/13/2019 10:00","2019-06-13T03:00:00",80.834]
["20150613:1300",27.74,32.33,77,{"v":290.9,"d":"290.90"},41,341.92,1.58,211,96637,{"$f":"'Phoenix TMY 3'!$D$5","v":2019},"06","13","13","06/13/2019 13:00","2019-06-13T06:00:00",81.93199999999999]
["20150613:1400",{"v":28.6,"d":"28.60"},32.21,270,589.57,79,344.15,1.21,220,96701,{"$f":"'Phoenix TMY 3'!$D$5","v":2019},"06","13","14","06/13/2019 14:00","2019-06-13T07:00:00",83.48]
["20150613:1700",34.07,23.01,845,862.95,129,{"v":368.3,"d":"368.30"},2.17,255,96662,{"$f":"'Phoenix TMY 3'!$D$5","v":2019},"06","13","17","06/13/2019 17:00","2019-06-13T10:00:00",93.326]
["20150613:2000",37.94,{"v":18.2,"d":"18.20"},{"v":1022,"d":"1,022"},904.13,139,383.95,3.75,260,96461,{"$f":"'Phoenix TMY 3'!$D$5","v":2019},"06","13","20","06/13/2019 20:00","2019-06-13T13:00:00",100.292]
["20150614:0000",37.89,19.69,466,722.23,101,375.07,3.06,282,96342,{"$f":"'Phoenix TMY 3'!$D$5","v":2019},"06","14","00","06/14/2019 00:00","2019-06-13T17:00:00",100.202]
["20150614:0500",33.17,31.86,0,{"v":0,"d":"0.00"},0,363.15,3.46,263,96489,{"$f":"'Phoenix TMY 3'!$D$5","v":2019},"06","14","05","06/14/2019 05:00","2019-06-13T22:00:00",91.706]
["20150614:0700",{"v":30.8,"d":"30.80"},35.71,0,{"v":0,"d":"0.00"},0,356.25,2.73,240,96502,{"$f":"'Phoenix TMY 3'!$D$5","v":2019},"06","14","07","06/14/2019 07:00","2019-06-14",87.44]
["20150614:1100",26.71,42.66,0,{"v":0,"d":"0.00"},0,343.85,1.01,196,96557,{"$f":"'Phoenix TMY 3'!$D$5","v":2019},"06","14","11","06/14/2019 11:00","2019-06-14T04:00:00",80.078]
["20150614:1400",29.99,33.16,263,{"v":571.5,"d":"571.50"},78,{"v":355.1,"d":"355.10"},0.86,231,96691,{"$f":"'Phoenix TMY 3'!$D$5","v":2019},"06","14","14","06/14/2019 14:00","2019-06-14T07:00:00",85.982]
["20150614:1500",31.94,29.96,470,714.27,101,364.55,0.98,242,96685,{"$f":"'Phoenix TMY 3'!$D$5","v":2019},"06","14","15","06/14/2019 15:00","2019-06-14T08:00:00",89.492]
["20150614:1800",37.11,21.94,946,873.72,135,388.47,1.88,271,96608,{"$f":"'Phoenix TMY 3'!$D$5","v":2019},"06","14","18","06/14/2019 18:00","2019-06-14T11:00:00",98.798]
["20150614:2100",39.76,18.51,946,878.12,135,398.68,2.86,290,96445,{"$f":"'Phoenix TMY 3'!$D$5","v":2019},"06","14","21","06/14/2019 21:00","2019-06-14T14:00:00",103.568]
["20150615:0200",38.02,24.67,68,{"v":266.3,"d":"266.30"},38,{"v":377.2,"d":"377.20"},1.41,280,96393,{"$f":"'Phoenix TMY 3'!$D$5","v":2019},"06","15","02","06/15/2019 02:00","2019-06-14T19:00:00",100.436]
["20150615:0500",{"v":34.6,"d":"34.60"},28.38,0,{"v":0,"d":"0.00"},0,{"v":377.3,"d":"377.30"},2.72,274,96566,{"$f":"'Phoenix TMY 3'!$D$5","v":2019},"06","15","05","06/15/2019 05:00","2019-06-14T22:00:00",94.28]
["20150615:0900",30.36,34.33,0,{"v":0,"d":"0.00"},0,{"v":360.8,"d":"360.80"},2.47,313,96589,{"$f":"'Phoenix TMY 3'!$D$5","v":2019},{"$f":"MID(A3987,5,2)","v":"06"},{"$f":"MID(A3987,7,2)","v":"15"},{"$f":"MID(A3987,10,2)","v":"09"},{"$f":"L3987&\"/\"&M3987&\"/\"&K3987&\" \"&N3987&\":00\"","v":"06/15/2019 09:00"},"2019-06-15T02:00:00",{"$f":"((9/5)*B3987)+32","v":86.648}]
["20150615:1200",30.15,32.79,0,{"v":0,"d":"0.00"},0,358.47,0.98,336,96688,{"$f":"'Phoenix TMY 3'!$D$5","v":2019},"06","15","12","06/15/2019 12:00","2019-06-15T05:00:00",86.27]
["20150615:1500",34.36,22.96,469,712.79,101,371.42,0.52,246,96810,{"$f":"'Phoenix TMY 3'!$D$5","v":2019},"06","15","15","06/15/2019 15:00","2019-06-15T08:00:00",93.848]
["20150615:1600",36.48,19.95,663,792.64,117,379.03,0.82,264,96784,{"$f":"'Phoenix TMY 3'!$D$5","v":2019},"06","15","16","06/15/2019 16:00","2019-06-15T09:00:00",97.664]
["20150615:1900",41.25,14.48,{"v":1003,"d":"1,003"},883.97,138,394.38,2.06,274,96637,{"$f":"'Phoenix TMY 3'!$D$5","v":2019},"06","15","19","06/15/2019 19:00","2019-06-15T12:00:00",106.25]
["20150615:2300",{"v":43,"d":"43.00"},11.84,665,805.54,117,{"v":397,"d":"397.00"},3.92,272,96422,{"$f":"'Phoenix TMY 3'!$D$5","v":2019},"06","15","23","06/15/2019 23:00","2019-06-15T16:00:00",109.4]
["20150616:0300",38.35,14.57,0,{"v":0,"d":"0.00"},0,{"v":378,"d":"378.00"},4.27,284,96627,{"$f":"'Phoenix TMY 3'!$D$5","v":2019},"06","16","03","06/16/2019 03:00","2019-06-15T20:00:00",101.03]
["20150616:0600",34.27,18.37,0,{"v":0,"d":"0.00"},0,372.43,4.19,285,96768,{"$f":"'Phoenix TMY 3'!$D$5","v":2019},"06","16","06","06/16/2019 06:00","2019-06-15T23:00:00",93.686]
["20150616:1000",30.15,22.52,0,{"v":0,"d":"0.00"},0,359.13,1.91,187,96806,{"$f":"'Phoenix TMY 3'!$D$5","v":2019},"06","16","10","06/16/2019 10:00","2019-06-16T03:00:00",86.27]
["20150616:1300",31.69,19.98,77,292.63,41,357.75,1.11,151,97005,{"$f":"'Phoenix TMY 3'!$D$5","v":2019},"06","16","13","06/16/2019 13:00","2019-06-16T06:00:00",89.042]
["20150616:1600",37.02,14.56,678,813.37,118,379.57,0.92,207,97075,{"$f":"'Phoenix TMY 3'!$D$5","v":2019},"06","16","16","06/16/2019 16:00","2019-06-16T09:00:00",98.63600000000001]
["20150616:1700",39.14,12.58,842,860.02,129,{"v":390,"d":"390.00"},0.92,231,97066,{"$f":"'Phoenix TMY 3'!$D$5","v":2019},"06","16","17","06/16/2019 17:00","2019-06-16T10:00:00",102.452]
["20150616:2000",42.95,10.05,{"v":1022,"d":"1,022"},903.46,139,{"v":404.2,"d":"404.20"},3.14,274,96883,{"$f":"'Phoenix TMY 3'!$D$5","v":2019},"06","16","20","06/16/2019 20:00","2019-06-16T13:00:00",109.31]
["20150617:0000",41.97,{"v":11.4,"d":"11.40"},479,741.99,102,396.62,3.37,287,96714,{"$f":"'Phoenix TMY 3'!$D$5","v":2019},"06","17","00","06/17/2019 00:00","2019-06-16T17:00:00",107.546]
["20150617:0400",36.88,{"v":17.5,"d":"17.50"},0,{"v":0,"d":"0.00"},0,379.22,3.45,300,96854,{"$f":"'Phoenix TMY 3'!$D$5","v":2019},"06","17","04","06/17/2019 04:00","2019-06-16T21:00:00",98.384]
["20150617:0700",32.78,21.78,0,{"v":0,"d":"0.00"},0,370.18,2.63,308,96922,{"$f":"'Phoenix TMY 3'!$D$5","v":2019},"06","17","07","06/17/2019 07:00","2019-06-17",91.004]
["20150617:1100",29.05,24.91,0,{"v":0,"d":"0.00"},0,{"v":360.4,"d":"360.40"},1.27,29,96922,{"$f":"'Phoenix TMY 3'!$D$5","v":2019},"06","17","11","06/17/2019 11:00","2019-06-17T04:00:00",84.28999999999999]
["20150617:1400",33.22,17.62,269,588.98,79,{"v":367,"d":"367.00"},1.09,154,97075,{"$f":"'Phoenix TMY 3'!$D$5","v":2019},"06","17","14","06/17/2019 14:00","2019-06-17T07:00:00",91.79599999999999]
["20150617:1700",{"v":39.8,"d":"39.80"},{"v":12.2,"d":"12.20"},844,862.73,129,{"v":393.3,"d":"393.30"},1.52,310,97018,{"$f":"'Phoenix TMY 3'!$D$5","v":2019},"06","17","17","06/17/2019 17:00","2019-06-17T10:00:00",103.64]
["20150617:2100",43.84,9.62,965,896.42,136,398.87,3.48,293,96787,{"$f":"'Phoenix TMY 3'!$D$5","v":2019},"06","17","21","06/17/2019 21:00","2019-06-17T14:00:00",110.912]
["20150617:2200",43.87,9.43,846,870.24,129,399.03,3.99,294,96720,{"$f":"'Phoenix TMY 3'!$D$5","v":2019},"06","17","22","06/17/2019 22:00","2019-06-17T15:00:00",110.966]
["20150618:0200",{"v":40.6,"d":"40.60"},11.71,44,43.23,39,{"v":378.1,"d":"378.10"},3.86,301,96672,{"$f":"'Phoenix TMY 3'!$D$5","v":2019},"06","18","02","06/18/2019 02:00","2019-06-17T19:00:00",105.08]
["20150618:0500",36.56,15.22,0,{"v":0,"d":"0.00"},0,372.95,4.47,301,96845,{"$f":"'Phoenix TMY 3'!$D$5","v":2019},"06","18","05","06/18/2019 05:00","2019-06-17T22:00:00",97.808]
["20150618:0800",32.96,17.25,0,{"v":0,"d":"0.00"},0,{"v":363.4,"d":"363.40"},{"v":3.3,"d":"3.30"},308,96845,{"$f":"'Phoenix TMY 3'!$D$5","v":2019},"06","18","08","06/18/2019 08:00","2019-06-18T01:00:00",91.328]
["20150618:1200",31.68,16.74,0,{"v":0,"d":"0.00"},0,359.75,1.62,334,96941,{"$f":"'Phoenix TMY 3'!$D$5","v":2019},"06","18","12","06/18/2019 12:00","2019-06-18T05:00:00",89.024]
["20150618:1500",37.17,11.31,481,{"v":734,"d":"734.00"},103,{"v":372.5,"d":"372.50"},1.86,322,97040,{"$f":"'Phoenix TMY 3'!$D$5","v":2019},"06","18","15","06/18/2019 15:00","2019-06-18T08:00:00",98.906]
["20150618:1800",42.77,{"v":8.5,"d":"8.50"},967,894.72,137,386.87,3.64,298,96938,{"$f":"'Phoenix TMY 3'!$D$5","v":2019},"06","18","18","06/18/2019 18:00","2019-06-18T11:00:00",108.986]
["20150618:2000",44.95,7.56,{"v":1031,"d":"1,031"},{"v":911.3,"d":"911.30"},140,{"v":392.2,"d":"392.20"},5.85,286,96797,{"$f":"'Phoenix TMY 3'!$D$5","v":2019},"06","18","20","06/18/2019 20:00","2019-06-18T13:00:00",112.91000000000001]
["20150618:2300",44.58,{"v":6.9,"d":"6.90"},681,824.94,118,{"v":392.5,"d":"392.50"},{"v":4.4,"d":"4.40"},287,96614,{"$f":"'Phoenix TMY 3'!$D$5","v":2019},"06","18","23","06/18/2019 23:00","2019-06-18T16:00:00",112.244]
["20150619:0300",39.14,6.87,0,{"v":0,"d":"0.00"},0,373.53,3.45,288,96733,{"$f":"'Phoenix TMY 3'!$D$5","v":2019},"06","19","03","06/19/2019 03:00","2019-06-18T20:00:00",102.452]
["20150619:0600",34.79,7.99,0,{"v":0,"d":"0.00"},0,363.22,3.31,293,96835,{"$f":"'Phoenix TMY 3'!$D$5","v":2019},"06","19","06","06/19/2019 06:00","2019-06-18T23:00:00",94.622]
["20150619:0900",31.35,9.18,0,{"v":0,"d":"0.00"},0,351.58,1.94,317,96832,{"$f":"'Phoenix TMY 3'!$D$5","v":2019},"06","19","09","06/19/2019 09:00","2019-06-19T02:00:00",88.43]
["20150619:1300",32.36,8.31,78,304.12,41,347.12,1.22,111,96928,{"$f":"'Phoenix TMY 3'!$D$5","v":2019},"06","19","13","06/19/2019 13:00","2019-06-19T06:00:00",90.24799999999999]
["20150619:1500",35.68,6.33,492,754.19,104,{"v":354.9,"d":"354.90"},1.41,197,96957,{"$f":"'Phoenix TMY 3'!$D$5","v":2019},"06","19","15","06/19/2019 15:00","2019-06-19T08:00:00",96.224]
["20150619:1800",41.25,4.33,989,917.56,138,369.58,2.89,256,96848,{"$f":"'Phoenix TMY 3'!$D$5","v":2019},"06","19","18","06/19/2019 18:00","2019-06-19T11:00:00",106.25]
["20150619:2100",43.59,3.24,995,{"v":926,"d":"926.00"},138,368.88,4.67,262,96665,{"$f":"'Phoenix TMY 3'!$D$5","v":2019},"06","19","21","06/19/2019 21:00","2019-06-19T14:00:00",110.462]
["20150620:0000",41.96,4.05,502,777.78,105,358.47,3.54,278,96569,{"$f":"'Phoenix TMY 3'!$D$5","v":2019},"06","20","00","06/20/2019 00:00","2019-06-19T17:00:00",107.528]
["20150620:0400",{"v":37,"d":"37.00"},6.66,0,{"v":0,"d":"0.00"},0,341.17,2.72,299,96678,{"$f":"'Phoenix TMY 3'!$D$5","v":2019},"06","20","04","06/20/2019 04:00","2019-06-19T21:00:00",98.60000000000001]
["20150620:0700",34.03,7.66,0,{"v":0,"d":"0.00"},0,{"v":329.4,"d":"329.40"},2.39,194,96707,{"$f":"'Phoenix TMY 3'!$D$5","v":2019},"06","20","07","06/20/2019 07:00","2019-06-20",93.254]
["20150620:1000",29.61,11.07,0,{"v":0,"d":"0.00"},0,321.13,1.16,127,96726,{"$f":"'Phoenix TMY 3'!$D$5","v":2019},"06","20","10","06/20/2019 10:00","2019-06-20T03:00:00",85.298]
["20150620:1200",29.39,11.69,0,{"v":0,"d":"0.00"},0,320.62,{"v":0.9,"d":"0.90"},140,96800,{"$f":"'Phoenix TMY 3'!$D$5","v":2019},"06","20","12","06/20/2019 12:00","2019-06-20T05:00:00",84.902]
["20150620:1800",41.22,5.34,991,919.94,138,{"v":353.5,"d":"353.50"},2.33,236,96870,{"$f":"'Phoenix TMY 3'!$D$5","v":2019},"06","20","18","06/20/2019 18:00","2019-06-20T11:00:00",106.196]
["20150620:1900",42.29,4.88,{"v":1054,"d":"1,054"},932.05,142,{"v":357.9,"d":"357.90"},2.72,239,96819,{"$f":"'Phoenix TMY 3'!$D$5","v":2019},"06","20","19","06/20/2019 19:00","2019-06-20T12:00:00",108.122]
["20150620:2200",43.22,4.62,868,892.86,131,{"v":366.2,"d":"366.20"},2.25,252,96659,{"$f":"'Phoenix TMY 3'!$D$5","v":2019},"06","20","22","06/20/2019 22:00","2019-06-20T15:00:00",109.796]
["20150621:0100",39.67,{"v":5.8,"d":"5.80"},275,613.25,80,349.55,2.11,266,96637,{"$f":"'Phoenix TMY 3'!$D$5","v":2019},"06","21","01","06/21/2019 01:00","2019-06-20T18:00:00",103.406]
["20150621:0500",33.36,9.15,0,{"v":0,"d":"0.00"},0,340.55,2.84,242,96806,{"$f":"'Phoenix TMY 3'!$D$5","v":2019},"06","21","05","06/21/2019 05:00","2019-06-20T22:00:00",92.048]
["20150621:0800",29.75,10.73,0,{"v":0,"d":"0.00"},0,{"v":334.3,"d":"334.30"},2.17,211,96864,{"$f":"'Phoenix TMY 3'!$D$5","v":2019},"06","21","08","06/21/2019 08:00","2019-06-21T01:00:00",85.55000000000001]
["20150621:1300",29.91,{"v":12,"d":"12.00"},74,282.35,40,337.85,2.17,204,97146,{"$f":"'Phoenix TMY 3'!$D$5","v":2019},"06","21","13","06/21/2019 13:00","2019-06-21T06:00:00",85.838]
["20150621:1600",35.16,8.89,673,{"v":808.8,"d":"808.80"},118,359.02,1.56,232,97226,{"$f":"'Phoenix TMY 3'!$D$5","v":2019},"06","21","16","06/21/2019 16:00","2019-06-21T09:00:00",95.288]
["20150621:1900",39.62,7.33,{"v":1024,"d":"1,024"},{"v":903.5,"d":"903.50"},140,382.33,2.17,253,97085,{"$f":"'Phoenix TMY 3'!$D$5","v":2019},"06","21","19","06/21/2019 19:00","2019-06-21T12:00:00",103.316]
["20150621:2000",{"v":40.9,"d":"40.90"},7.06,{"v":1027,"d":"1,027"},906.85,140,{"v":389.6,"d":"389.60"},2.76,258,97018,{"$f":"'Phoenix TMY 3'!$D$5","v":2019},"06","21","20","06/21/2019 20:00","2019-06-21T13:00:00",105.62]
["20150621:2300",41.43,{"v":6.4,"d":"6.40"},684,{"v":825.6,"d":"825.60"},119,{"v":389,"d":"389.00"},2.55,269,96826,{"$f":"'Phoenix TMY 3'!$D$5","v":2019},"06","21","23","06/21/2019 23:00","2019-06-21T16:00:00",106.574]
["20150622:0200",38.02,8.43,76,294.62,41,{"v":373.1,"d":"373.10"},3.27,279,96835,{"$f":"'Phoenix TMY 3'!$D$5","v":2019},"06","22","02","06/22/2019 02:00","2019-06-21T19:00:00",100.436]
["20150622:0600",32.36,12.26,0,{"v":0,"d":"0.00"},0,360.75,{"v":3.6,"d":"3.60"},253,97040,{"$f":"'Phoenix TMY 3'!$D$5","v":2019},"06","22","06","06/22/2019 06:00","2019-06-21T23:00:00",90.24799999999999]
["20150622:1000",28.02,14.55,0,{"v":0,"d":"0.00"},0,346.12,1.72,212,97098,{"$f":"'Phoenix TMY 3'!$D$5","v":2019},"06","22","10","06/22/2019 10:00","2019-06-22T03:00:00",82.436]
["20150622:1400",30.94,16.16,264,578.91,79,355.25,0.47,198,97296,{"$f":"'Phoenix TMY 3'!$D$5","v":2019},"06","22","14","06/22/2019 14:00","2019-06-22T07:00:00",87.69200000000001]
["20150622:1700",37.54,9.95,838,857.45,129,{"v":384.9,"d":"384.90"},0.98,270,97191,{"$f":"'Phoenix TMY 3'!$D$5","v":2019},"06","22","17","06/22/2019 17:00","2019-06-22T10:00:00",99.572]
["20150622:2000",41.93,7.97,{"v":1019,"d":"1,019"},899.61,139,395.45,3.12,269,96989,{"$f":"'Phoenix TMY 3'!$D$5","v":2019},"06","22","20","06/22/2019 20:00","2019-06-22T13:00:00",107.474]
["20150622:2100",42.15,7.84,959,888.43,136,393.02,3.54,270,96928,{"$f":"'Phoenix TMY 3'!$D$5","v":2019},"06","22","21","06/22/2019 21:00","2019-06-22T14:00:00",107.87]
["20150623:0000",41.39,{"v":8.6,"d":"8.60"},477,731.92,102,{"v":380.9,"d":"380.90"},3.83,276,96826,{"$f":"'Phoenix TMY 3'!$D$5","v":2019},"06","23","00","06/23/2019 00:00","2019-06-22T17:00:00",106.50200000000001]
["20150623:0300",37.56,12.34,0,{"v":0,"d":"0.00"},0,363.52,{"v":2.6,"d":"2.60"},276,96912,{"$f":"'Phoenix TMY 3'!$D$5","v":2019},"06","23","03","06/23/2019 03:00","2019-06-22T20:00:00",99.608]
["20150623:0700",32.66,16.34,0,{"v":0,"d":"0.00"},0,350.62,1.98,257,97002,{"$f":"'Phoenix TMY 3'!$D$5","v":2019},"06","23","07","06/23/2019 07:00","2019-06-23",90.788]
["20150623:1100",29.55,19.05,0,{"v":0,"d":"0.00"},0,{"v":340.9,"d":"340.90"},1.74,196,97027,{"$f":"'Phoenix TMY 3'!$D$5","v":2019},"06","23","11","06/23/2019 11:00","2019-06-23T04:00:00",85.19]
["20150623:1500",34.74,13.85,473,724.77,102,363.27,0.75,271,97181,{"$f":"'Phoenix TMY 3'!$D$5","v":2019},"06","23","15","06/23/2019 15:00","2019-06-23T08:00:00",94.53200000000001]
["20150623:1800",40.34,8.88,950,879.75,135,381.65,2.09,284,97011,{"$f":"'Phoenix TMY 3'!$D$5","v":2019},"06","23","18","06/23/2019 18:00","2019-06-23T11:00:00",104.61200000000001]
["20150623:2100",43.37,7.19,947,876.33,135,391.72,3.69,273,96797,{"$f":"'Phoenix TMY 3'!$D$5","v":2019},"06","23","21","06/23/2019 21:00","2019-06-23T14:00:00",110.066]
["20150623:2200",43.45,6.94,831,850.36,128,396.08,4.28,273,96730,{"$f":"'Phoenix TMY 3'!$D$5","v":2019},"06","23","22","06/23/2019 22:00","2019-06-23T15:00:00",110.21000000000001]
["20150624:0400",37.09,9.77,0,{"v":0,"d":"0.00"},0,373.27,3.58,287,96787,{"$f":"'Phoenix TMY 3'!$D$5","v":2019},"06","24","04","06/24/2019 04:00","2019-06-23T21:00:00",98.76200000000001]
["20150624:0500",35.71,{"v":10.8,"d":"10.80"},0,{"v":0,"d":"0.00"},0,{"v":371.8,"d":"371.80"},3.92,287,96835,{"$f":"'Phoenix TMY 3'!$D$5","v":2019},"06","24","05","06/24/2019 05:00","2019-06-23T22:00:00",96.278]
["20150624:0900",31.55,14.15,0,{"v":0,"d":"0.00"},0,{"v":364,"d":"364.00"},1.31,347,96822,{"$f":"'Phoenix TMY 3'!$D$5","v":2019},"06","24","09","06/24/2019 09:00","2019-06-24T02:00:00",88.78999999999999]
["20150624:1200",31.52,14.12,0,{"v":0,"d":"0.00"},0,361.07,0.23,120,96899,{"$f":"'Phoenix TMY 3'!$D$5","v":2019},"06","24","12","06/24/2019 12:00","2019-06-24T05:00:00",88.73599999999999]
["20150624:1600",38.03,8.28,672,809.49,118,376.53,1.26,209,97015,{"$f":"'Phoenix TMY 3'!$D$5","v":2019},"06","24","16","06/24/2019 16:00","2019-06-24T09:00:00",100.45400000000001]
["20150624:1900",{"v":42.3,"d":"42.30"},7.29,{"v":1021,"d":"1,021"},901.79,139,{"v":389.8,"d":"389.80"},3.18,255,96918,{"$f":"'Phoenix TMY 3'!$D$5","v":2019},"06","24","19","06/24/2019 19:00","2019-06-24T12:00:00",108.14]
["20150624:2200",43.14,8.08,841,860.87,129,{"v":397.3,"d":"397.30"},3.58,277,96784,{"$f":"'Phoenix TMY 3'!$D$5","v":2019},"06","24","22","06/24/2019 22:00","2019-06-24T15:00:00",109.652]
["20150625:0100",41.13,8.98,170,140.46,125,391.25,3.55,279,96739,{"$f":"'Phoenix TMY 3'!$D$5","v":2019},"06","25","01","06/25/2019 01:00","2019-06-24T18:00:00",106.034]
["20150625:0300",38.95,9.96,0,{"v":0,"d":"0.00"},0,384.07,{"v":2.8,"d":"2.80"},276,96790,{"$f":"'Phoenix TMY 3'!$D$5","v":2019},"06","25","03","06/25/2019 03:00","2019-06-24T20:00:00",102.11000000000001]
["20150625:0700",33.79,12.97,0,{"v":0,"d":"0.00"},0,368.77,2.23,265,96893,{"$f":"'Phoenix TMY 3'!$D$5","v":2019},"06","25","07","06/25/2019 07:00","2019-06-25",92.822]
["20150625:1000",31.01,14.97,0,{"v":0,"d":"0.00"},0,360.05,1.84,209,96938,{"$f":"'Phoenix TMY 3'!$D$5","v":2019},"06","25","10","06/25/2019 10:00","2019-06-25T03:00:00",87.81800000000001]
["20150625:1300",31.63,17.59,45,51.21,39,374.35,2.47,191,97139,{"$f":"'Phoenix TMY 3'!$D$5","v":2019},"06","25","13","06/25/2019 13:00","2019-06-25T06:00:00",88.934]
["20150625:1700",38.64,10.93,820,{"v":839.6,"d":"839.60"},127,406.25,{"v":2.4,"d":"2.40"},253,97162,{"$f":"'Phoenix TMY 3'!$D$5","v":2019},"06","25","17","06/25/2019 17:00","2019-06-25T10:00:00",101.552]
["20150625:2000",42.67,8.21,999,880.07,138,420.85,1.42,269,96922,{"$f":"'Phoenix TMY 3'!$D$5","v":2019},"06","25","20","06/25/2019 20:00","2019-06-25T13:00:00",108.80600000000001]
["20150625:2200",{"v":43.1,"d":"43.10"},7.97,821,838.77,127,419.22,3.48,272,96794,{"$f":"'Phoenix TMY 3'!$D$5","v":2019},"06","25","22","06/25/2019 22:00","2019-06-25T15:00:00",109.58]
["20150626:0100",41.39,9.36,259,564.16,78,402.37,4.37,269,96717,{"$f":"'Phoenix TMY 3'!$D$5","v":2019},{"$f":"MID(A4243,5,2)","v":"06"},{"$f":"MID(A4243,7,2)","v":"26"},{"$f":"MID(A4243,10,2)","v":"01"},{"$f":"L4243&\"/\"&M4243&\"/\"&K4243&\" \"&N4243&\":00\"","v":"06/26/2019 01:00"},"2019-06-25T18:00:00",{"$f":"((9/5)*B4243)+32","v":106.50200000000001}]
["20150626:0400",38.32,11.34,0,{"v":0,"d":"0.00"},0,388.85,4.34,259,96800,{"$f":"'Phoenix TMY 3'!$D$5","v":2019},"06","26","04","06/26/2019 04:00","2019-06-25T21:00:00",100.976]
["20150626:0800",33.18,14.56,0,{"v":0,"d":"0.00"},0,371.95,4.04,224,96854,{"$f":"'Phoenix TMY 3'!$D$5","v":2019},"06","26","08","06/26/2019 08:00","2019-06-26T01:00:00",91.724]
["20150626:1100",29.84,18.93,0,{"v":0,"d":"0.00"},0,362.75,{"v":1.7,"d":"1.70"},197,96941,{"$f":"'Phoenix TMY 3'!$D$5","v":2019},"06","26","11","06/26/2019 11:00","2019-06-26T04:00:00",85.712]
["20150626:1400",30.46,22.74,252,553.48,77,376.05,2.65,216,97296,{"$f":"'Phoenix TMY 3'!$D$5","v":2019},"06","26","14","06/26/2019 14:00","2019-06-26T07:00:00",86.828]
["20150626:1800",38.01,14.94,935,{"v":865.6,"d":"865.60"},134,400.38,2.92,263,97152,{"$f":"'Phoenix TMY 3'!$D$5","v":2019},"06","26","18","06/26/2019 18:00","2019-06-26T11:00:00",100.41799999999999]
["20150626:1900",39.52,13.32,998,880.62,137,403.47,3.24,270,97075,{"$f":"'Phoenix TMY 3'!$D$5","v":2019},"06","26","19","06/26/2019 19:00","2019-06-26T12:00:00",103.13600000000001]
["20150626:2300",41.99,9.87,666,799.45,117,401.75,3.59,273,96797,{"$f":"'Phoenix TMY 3'!$D$5","v":2019},"06","26","23","06/26/2019 23:00","2019-06-26T16:00:00",107.58200000000001]
["20150627:0200",39.41,{"v":11.2,"d":"11.20"},67,214.55,41,{"v":396.3,"d":"396.30"},1.93,255,96806,{"$f":"'Phoenix TMY 3'!$D$5","v":2019},"06","27","02","06/27/2019 02:00","2019-06-26T19:00:00",102.938]
["20150627:0500",{"v":36,"d":"36.00"},14.86,0,{"v":0,"d":"0.00"},0,398.35,4.32,242,96970,{"$f":"'Phoenix TMY 3'!$D$5","v":2019},"06","27","05","06/27/2019 05:00","2019-06-26T22:00:00",96.8]
["20150627:0900",31.06,23.65,0,{"v":0,"d":"0.00"},0,381.62,1.35,183,97079,{"$f":"'Phoenix TMY 3'!$D$5","v":2019},"06","27","09","06/27/2019 09:00","2019-06-27T02:00:00",87.908]
["20150627:1200",29.84,26.51,0,{"v":0,"d":"0.00"},0,379.85,2.11,104,97235,{"$f":"'Phoenix TMY 3'!$D$5","v":2019},"06","27","12","06/27/2019 12:00","2019-06-27T05:00:00",85.712]
["20150627:1500",33.34,19.57,204,29.49,189,397.62,1.87,28,97389,{"$f":"'Phoenix TMY 3'!$D$5","v":2019},"06","27","15","06/27/2019 15:00","2019-06-27T08:00:00",92.012]
["20150627:2000",41.73,11.67,877,536.64,352,430.05,1.85,130,97085,{"$f":"'Phoenix TMY 3'!$D$5","v":2019},"06","27","20","06/27/2019 20:00","2019-06-27T13:00:00",107.11399999999999]
["20150627:2300",42.12,12.29,649,777.21,115,434.05,2.34,116,96874,{"$f":"'Phoenix TMY 3'!$D$5","v":2019},"06","27","23","06/27/2019 23:00","2019-06-27T16:00:00",107.816]
["20150628:0000",41.46,12.84,458,695.72,100,427.85,4.17,173,96880,{"$f":"'Phoenix TMY 3'!$D$5","v":2019},"06","28","00","06/28/2019 00:00","2019-06-27T17:00:00",106.628]
["20150628:0300",39.29,15.27,0,{"v":0,"d":"0.00"},0,415.18,6.84,240,96938,{"$f":"'Phoenix TMY 3'!$D$5","v":2019},"06","28","03","06/28/2019 03:00","2019-06-27T20:00:00",102.722]
["20150628:0600",36.41,18.61,0,{"v":0,"d":"0.00"},0,410.07,3.61,140,97021,{"$f":"'Phoenix TMY 3'!$D$5","v":2019},"06","28","06","06/28/2019 06:00","2019-06-27T23:00:00",97.538]
["20150628:1000",32.06,23.45,0,{"v":0,"d":"0.00"},0,386.57,{"v":1.6,"d":"1.60"},118,97015,{"$f":"'Phoenix TMY 3'!$D$5","v":2019},"06","28","10","06/28/2019 10:00","2019-06-28T03:00:00",89.708]
["20150628:1300",32.61,21.92,64,245.41,36,383.87,2.43,107,97210,{"$f":"'Phoenix TMY 3'!$D$5","v":2019},"06","28","13","06/28/2019 13:00","2019-06-28T06:00:00",90.69800000000001]
["20150628:1700",38.56,17.07,794,812.21,125,402.25,0.88,140,97191,{"$f":"'Phoenix TMY 3'!$D$5","v":2019},{"$f":"MID(A4307,5,2)","v":"06"},{"$f":"MID(A4307,7,2)","v":"28"},{"$f":"MID(A4307,10,2)","v":"17"},{"$f":"L4307&\"/\"&M4307&\"/\"&K4307&\" \"&N4307&\":00\"","v":"06/28/2019 17:00"},"2019-06-28T10:00:00",{"$f":"((9/5)*B4307)+32","v":101.408}]
["20150628:2100",41.53,14.89,915,{"v":844.3,"d":"844.30"},132,415.48,1.61,154,96867,{"$f":"'Phoenix TMY 3'!$D$5","v":2019},"06","28","21","06/28/2019 21:00","2019-06-28T14:00:00",106.754]
["20150629:0000",40.62,14.98,454,{"v":689.5,"d":"689.50"},99,416.92,2.34,176,96810,{"$f":"'Phoenix TMY 3'!$D$5","v":2019},"06","29","00","06/29/2019 00:00","2019-06-28T17:00:00",105.116]
["20150629:0100",40.11,{"v":15.1,"d":"15.10"},194,229.95,120,410.58,2.57,194,96842,{"$f":"'Phoenix TMY 3'!$D$5","v":2019},"06","29","01","06/29/2019 01:00","2019-06-28T18:00:00",104.19800000000001]
["20150629:0400",37.63,{"v":18.4,"d":"18.40"},0,{"v":0,"d":"0.00"},0,404.05,2.49,207,96963,{"$f":"'Phoenix TMY 3'!$D$5","v":2019},"06","29","04","06/29/2019 04:00","2019-06-28T21:00:00",99.73400000000001]
["20150629:0700",34.33,25.07,0,{"v":0,"d":"0.00"},0,396.95,1.97,201,97027,{"$f":"'Phoenix TMY 3'!$D$5","v":2019},"06","29","07","06/29/2019 07:00","2019-06-29",93.794]
["20150629:1100",30.45,33.06,0,{"v":0,"d":"0.00"},0,384.15,1.41,194,97085,{"$f":"'Phoenix TMY 3'!$D$5","v":2019},"06","29","11","06/29/2019 11:00","2019-06-29T04:00:00",86.81]
["20150629:1400",31.93,30.52,244,539.72,75,{"v":390.9,"d":"390.90"},1.31,238,97258,{"$f":"'Phoenix TMY 3'!$D$5","v":2019},"06","29","14","06/29/2019 14:00","2019-06-29T07:00:00",89.474]
["20150629:1900",39.89,18.38,990,873.04,137,432.42,2.97,287,97018,{"$f":"'Phoenix TMY 3'!$D$5","v":2019},"06","29","19","06/29/2019 19:00","2019-06-29T12:00:00",103.802]
["20150629:2200",41.22,17.08,821,837.78,127,440.18,2.91,297,96819,{"$f":"'Phoenix TMY 3'!$D$5","v":2019},"06","29","22","06/29/2019 22:00","2019-06-29T15:00:00",106.196]
["20150630:0100",40.56,19.48,210,304.34,112,{"v":427.1,"d":"427.10"},2.18,269,96778,{"$f":"'Phoenix TMY 3'!$D$5","v":2019},"06","30","01","06/30/2019 01:00","2019-06-29T18:00:00",105.00800000000001]
["20150630:0200",40.21,20.71,57,123.21,42,{"v":420.3,"d":"420.30"},1.93,254,96787,{"$f":"'Phoenix TMY 3'!$D$5","v":2019},"06","30","02","06/30/2019 02:00","2019-06-29T19:00:00",104.378]
["20150630:0500",37.42,28.47,0,{"v":0,"d":"0.00"},0,402.95,4.01,267,96989,{"$f":"'Phoenix TMY 3'!$D$5","v":2019},"06","30","05","06/30/2019 05:00","2019-06-29T22:00:00",99.35600000000001]
["20150630:0800",34.12,36.75,0,{"v":0,"d":"0.00"},0,387.55,3.21,272,97008,{"$f":"'Phoenix TMY 3'!$D$5","v":2019},"06","30","08","06/30/2019 08:00","2019-06-30T01:00:00",93.416]
["20150630:1100",31.26,44.09,0,{"v":0,"d":"0.00"},0,384.65,0.26,246,97008,{"$f":"'Phoenix TMY 3'!$D$5","v":2019},"06","30","11","06/30/2019 11:00","2019-06-30T04:00:00",88.268]
["20150630:1600",40.13,{"v":28.7,"d":"28.70"},636,767.79,114,438.68,4.35,263,97178,{"$f":"'Phoenix TMY 3'!$D$5","v":2019},"06","30","16","06/30/2019 16:00","2019-06-30T09:00:00",104.23400000000001]
["20150630:2000",38.78,21.58,984,{"v":867,"d":"867.00"},136,413.58,3.94,285,96854,{"$f":"'Phoenix TMY 3'!$D$5","v":2019},"06","30","20","06/30/2019 20:00","2019-06-30T13:00:00",101.804]
["20150630:2300",37.78,16.25,595,543.71,221,394.76,3.63,234,96662,{"$f":"'Phoenix TMY 3'!$D$5","v":2019},"06","30","23","06/30/2019 23:00","2019-06-30T16:00:00",100.004]
["20070701:0200",36.77,10.91,82,328.44,42,375.94,3.33,293,96797,{"$f":"'Phoenix TMY 3'!$D$5","v":2019},"07","01","02","07/01/2019 02:00","2019-06-30T19:00:00",98.186]
["20070701:0300",36.44,9.13,0,{"v":0,"d":"0.00"},0,369.67,3.23,294,96848,{"$f":"'Phoenix TMY 3'!$D$5","v":2019},"07","01","03","07/01/2019 03:00","2019-06-30T20:00:00",97.592]
["20070701:0600",35.43,3.79,0,{"v":0,"d":"0.00"},0,350.84,2.92,300,96947,{"$f":"'Phoenix TMY 3'!$D$5","v":2019},"07","01","06","07/01/2019 06:00","2019-06-30T23:00:00",95.774]
["20070701:1200",30.15,10.28,0,{"v":0,"d":"0.00"},0,339.37,0.84,304,97015,{"$f":"'Phoenix TMY 3'!$D$5","v":2019},"07","01","12","07/01/2019 12:00","2019-07-01T05:00:00",86.27]
["20070701:1400",34.05,8.07,265,595.12,80,{"v":343.6,"d":"343.60"},0.12,246,97123,{"$f":"'Phoenix TMY 3'!$D$5","v":2019},"07","01","14","07/01/2019 14:00","2019-07-01T07:00:00",93.28999999999999]
["20070701:1700",40.91,4.99,855,879.84,132,{"v":369.3,"d":"369.30"},2.58,279,97104,{"$f":"'Phoenix TMY 3'!$D$5","v":2019},"07","01","17","07/01/2019 17:00","2019-07-01T10:00:00",105.63799999999999]
["20070701:2100",{"v":44.6,"d":"44.60"},4.15,985,912.08,139,375.83,5.38,279,96880,{"$f":"'Phoenix TMY 3'!$D$5","v":2019},"07","01","21","07/01/2019 21:00","2019-07-01T14:00:00",112.28]
["20070702:0000",43.02,4.84,496,{"v":756.7,"d":"756.70"},106,{"v":371.4,"d":"371.40"},5.21,283,96790,{"$f":"'Phoenix TMY 3'!$D$5","v":2019},"07","02","00","07/02/2019 00:00","2019-07-01T17:00:00",109.436]
["20070702:0300",37.63,6.87,0,{"v":0,"d":"0.00"},0,358.97,{"v":3.5,"d":"3.50"},281,96877,{"$f":"'Phoenix TMY 3'!$D$5","v":2019},"07","02","03","07/02/2019 03:00","2019-07-01T20:00:00",99.73400000000001]
["20070702:0400",35.95,7.81,0,{"v":0,"d":"0.00"},0,356.53,3.26,279,96938,{"$f":"'Phoenix TMY 3'!$D$5","v":2019},"07","02","04","07/02/2019 04:00","2019-07-01T21:00:00",96.71000000000001]
["20070702:0900",30.28,{"v":11,"d":"11.00"},0,{"v":0,"d":"0.00"},0,339.35,1.57,255,96973,{"$f":"'Phoenix TMY 3'!$D$5","v":2019},"07","02","09","07/02/2019 09:00","2019-07-02T02:00:00",86.504]
["20070702:1200",30.82,11.25,0,{"v":0,"d":"0.00"},0,339.38,1.26,213,97059,{"$f":"'Phoenix TMY 3'!$D$5","v":2019},"07","02","12","07/02/2019 12:00","2019-07-02T05:00:00",87.476]
["20070702:1500",{"v":36.3,"d":"36.30"},9.23,467,720.65,104,357.13,2.74,217,97184,{"$f":"'Phoenix TMY 3'!$D$5","v":2019},"07","02","15","07/02/2019 15:00","2019-07-02T08:00:00",97.34]
["20070702:1800",41.64,{"v":7,"d":"7.00"},959,{"v":888.7,"d":"888.70"},139,{"v":379.9,"d":"379.90"},4.16,259,97130,{"$f":"'Phoenix TMY 3'!$D$5","v":2019},"07","02","18","07/02/2019 18:00","2019-07-02T11:00:00",106.952]
["20070702:2200",44.49,5.26,855,{"v":871.2,"d":"871.20"},133,387.93,5.43,276,96918,{"$f":"'Phoenix TMY 3'!$D$5","v":2019},"07","02","22","07/02/2019 22:00","2019-07-02T15:00:00",112.08200000000001]
["20070703:0100",41.06,6.14,278,605.21,83,373.18,4.38,281,96899,{"$f":"'Phoenix TMY 3'!$D$5","v":2019},"07","03","01","07/03/2019 01:00","2019-07-02T18:00:00",105.908]
["20070703:0400",36.07,8.58,0,{"v":0,"d":"0.00"},0,359.07,{"v":3.2,"d":"3.20"},276,97015,{"$f":"'Phoenix TMY 3'!$D$5","v":2019},"07","03","04","07/03/2019 04:00","2019-07-02T21:00:00",96.926]
["20070703:0600",33.34,10.32,0,{"v":0,"d":"0.00"},0,350.78,2.64,264,97043,{"$f":"'Phoenix TMY 3'!$D$5","v":2019},"07","03","06","07/03/2019 06:00","2019-07-02T23:00:00",92.012]
["20070703:0900",30.43,12.39,0,{"v":0,"d":"0.00"},0,338.48,1.94,230,97015,{"$f":"'Phoenix TMY 3'!$D$5","v":2019},"07","03","09","07/03/2019 09:00","2019-07-03T02:00:00",86.774]
["20070703:1300",31.96,11.19,65,259.59,37,335.68,1.39,207,97187,{"$f":"'Phoenix TMY 3'!$D$5","v":2019},"07","03","13","07/03/2019 13:00","2019-07-03T06:00:00",89.528]
["20070703:1600",37.92,7.74,667,804.75,122,353.55,{"v":2.6,"d":"2.60"},253,97194,{"$f":"'Phoenix TMY 3'!$D$5","v":2019},"07","03","16","07/03/2019 16:00","2019-07-03T09:00:00",100.256]
["20070703:1900",42.78,5.16,{"v":1026,"d":"1,026"},902.81,145,365.27,4.18,278,97015,{"$f":"'Phoenix TMY 3'!$D$5","v":2019},"07","03","19","07/03/2019 19:00","2019-07-03T12:00:00",109.004]
["20070703:2300",45.05,3.93,690,823.83,123,364.65,5.45,285,96730,{"$f":"'Phoenix TMY 3'!$D$5","v":2019},"07","03","23","07/03/2019 23:00","2019-07-03T16:00:00",113.09]
["20070704:0200",38.85,6.32,80,{"v":312.9,"d":"312.90"},42,{"v":350.3,"d":"350.30"},3.54,283,96730,{"$f":"'Phoenix TMY 3'!$D$5","v":2019},"07","04","02","07/04/2019 02:00","2019-07-03T19:00:00",101.93]
["20070704:0300",37.36,7.22,0,{"v":0,"d":"0.00"},0,348.45,3.39,281,96765,{"$f":"'Phoenix TMY 3'!$D$5","v":2019},"07","04","03","07/04/2019 03:00","2019-07-03T20:00:00",99.248]
["20070704:0700",{"v":32,"d":"32.00"},10.17,0,{"v":0,"d":"0.00"},0,337.52,2.38,274,96797,{"$f":"'Phoenix TMY 3'!$D$5","v":2019},"07","04","07","07/04/2019 07:00","2019-07-04",89.6]
["20070704:1000",{"v":29.3,"d":"29.30"},11.38,0,{"v":0,"d":"0.00"},0,331.23,1.09,232,96765,{"$f":"'Phoenix TMY 3'!$D$5","v":2019},"07","04","10","07/04/2019 10:00","2019-07-04T03:00:00",84.74000000000001]
["20070704:1400",33.38,{"v":8.1,"d":"8.10"},260,582.78,81,{"v":336,"d":"336.00"},1.31,188,96922,{"$f":"'Phoenix TMY 3'!$D$5","v":2019},"07","04","14","07/04/2019 14:00","2019-07-04T07:00:00",92.084]
["20070704:1700",41.14,5.22,731,522.21,303,{"v":360.3,"d":"360.30"},2.25,255,96874,{"$f":"'Phoenix TMY 3'!$D$5","v":2019},"07","04","17","07/04/2019 17:00","2019-07-04T10:00:00",106.052]
["20070704:2000",45.71,3.65,{"v":1041,"d":"1,041"},914.61,147,{"v":370.4,"d":"370.40"},3.38,270,96672,{"$f":"'Phoenix TMY 3'!$D$5","v":2019},"07","04","20","07/04/2019 20:00","2019-07-04T13:00:00",114.278]
["20070705:0000",44.78,3.77,493,745.03,109,367.02,4.23,278,96512,{"$f":"'Phoenix TMY 3'!$D$5","v":2019},"07","05","00","07/05/2019 00:00","2019-07-04T17:00:00",112.604]
["20070705:0400",36.81,6.29,0,{"v":0,"d":"0.00"},0,358.12,{"v":2.7,"d":"2.70"},281,96665,{"$f":"'Phoenix TMY 3'!$D$5","v":2019},"07","05","04","07/05/2019 04:00","2019-07-04T21:00:00",98.25800000000001]
["20070705:0500",34.96,7.06,0,{"v":0,"d":"0.00"},0,356.65,2.36,280,96720,{"$f":"'Phoenix TMY 3'!$D$5","v":2019},"07","05","05","07/05/2019 05:00","2019-07-04T22:00:00",94.928]
["20070705:0800",33.93,6.75,0,{"v":0,"d":"0.00"},0,{"v":347.4,"d":"347.40"},1.03,174,96710,{"$f":"'Phoenix TMY 3'!$D$5","v":2019},"07","05","08","07/05/2019 08:00","2019-07-05T01:00:00",93.074]
["20070705:1100",{"v":29.3,"d":"29.30"},7.87,0,{"v":0,"d":"0.00"},0,341.75,2.72,127,96778,{"$f":"'Phoenix TMY 3'!$D$5","v":2019},"07","05","11","07/05/2019 11:00","2019-07-05T04:00:00",84.74000000000001]
["20070705:1500",37.46,7.96,369,369.74,184,356.63,3.16,125,97037,{"$f":"'Phoenix TMY 3'!$D$5","v":2019},"07","05","15","07/05/2019 15:00","2019-07-05T08:00:00",99.428]
["20070705:1800",43.14,6.04,955,881.57,143,381.97,2.35,162,96931,{"$f":"'Phoenix TMY 3'!$D$5","v":2019},"07","05","18","07/05/2019 18:00","2019-07-05T11:00:00",109.652]
["20070705:2100",45.92,4.61,962,882.11,144,393.38,1.35,229,96736,{"$f":"'Phoenix TMY 3'!$D$5","v":2019},"07","05","21","07/05/2019 21:00","2019-07-05T14:00:00",114.656]
["20070706:0200",{"v":40.7,"d":"40.70"},6.57,78,297.95,42,376.35,0.33,317,96682,{"$f":"'Phoenix TMY 3'!$D$5","v":2019},"07","06","02","07/06/2019 02:00","2019-07-05T19:00:00",105.26]
["20070706:0500",36.64,9.05,0,{"v":0,"d":"0.00"},0,{"v":373.4,"d":"373.40"},2.08,133,96864,{"$f":"'Phoenix TMY 3'!$D$5","v":2019},"07","06","05","07/06/2019 05:00","2019-07-05T22:00:00",97.952]
["20070706:0600",35.36,9.59,0,{"v":0,"d":"0.00"},0,372.75,2.48,128,96899,{"$f":"'Phoenix TMY 3'!$D$5","v":2019},"07","06","06","07/06/2019 06:00","2019-07-05T23:00:00",95.648]
["20070706:0900",31.99,11.68,0,{"v":0,"d":"0.00"},0,371.42,3.33,114,97018,{"$f":"'Phoenix TMY 3'!$D$5","v":2019},"07","06","09","07/06/2019 09:00","2019-07-06T02:00:00",89.582]
["20070706:1200",31.91,13.54,0,{"v":0,"d":"0.00"},0,371.62,{"v":3.1,"d":"3.10"},114,97168,{"$f":"'Phoenix TMY 3'!$D$5","v":2019},"07","06","12","07/06/2019 12:00","2019-07-06T05:00:00",89.438]
["20070706:1600",39.27,9.96,643,771.12,123,388.18,2.72,141,97226,{"$f":"'Phoenix TMY 3'!$D$5","v":2019},"07","06","16","07/06/2019 16:00",{"$f":"(DATEVALUE(O4498)+TIMEVALUE(O4498))+($P$16/24)","v":"2019-07-06T09:00:00"},102.686]
["20070706:1800",42.48,8.09,930,854.97,143,403.85,1.96,132,97133,{"$f":"'Phoenix TMY 3'!$D$5","v":2019},"07","06","18","07/06/2019 18:00","2019-07-06T11:00:00",108.464]
["20070707:0000",{"v":43.6,"d":"43.60"},8.68,467,696.92,108,404.37,1.23,60,96810,{"$f":"'Phoenix TMY 3'!$D$5","v":2019},"07","07","00","07/07/2019 00:00","2019-07-06T17:00:00",110.48]
["20070707:0300",39.29,11.79,0,{"v":0,"d":"0.00"},0,392.53,2.31,112,96877,{"$f":"'Phoenix TMY 3'!$D$5","v":2019},"07","07","03","07/07/2019 03:00","2019-07-06T20:00:00",102.722]
["20070707:0600",35.59,{"v":15,"d":"15.00"},0,{"v":0,"d":"0.00"},0,386.52,2.41,147,97002,{"$f":"'Phoenix TMY 3'!$D$5","v":2019},"07","07","06","07/07/2019 06:00","2019-07-06T23:00:00",96.06200000000001]
["20070707:0700",34.63,15.83,0,{"v":0,"d":"0.00"},0,383.03,2.23,153,97005,{"$f":"'Phoenix TMY 3'!$D$5","v":2019},"07","07","07","07/07/2019 07:00","2019-07-07",94.334]
["20070707:1000",31.63,19.08,0,{"v":0,"d":"0.00"},0,371.28,1.86,138,97034,{"$f":"'Phoenix TMY 3'!$D$5","v":2019},"07","07","10","07/07/2019 10:00","2019-07-07T03:00:00",88.934]
["20070707:1300",33.85,17.59,56,205.93,35,371.65,1.93,112,97168,{"$f":"'Phoenix TMY 3'!$D$5","v":2019},"07","07","13","07/07/2019 13:00","2019-07-07T06:00:00",92.93]
["20070707:1900",43.19,9.58,988,863.19,147,{"v":409,"d":"409.00"},1.96,253,96938,{"$f":"'Phoenix TMY 3'!$D$5","v":2019},"07","07","19","07/07/2019 19:00","2019-07-07T12:00:00",109.742]
["20070707:2100",44.58,9.02,933,851.12,144,415.62,2.77,278,96787,{"$f":"'Phoenix TMY 3'!$D$5","v":2019},"07","07","21","07/07/2019 21:00","2019-07-07T14:00:00",112.244]
["20070708:0100",42.09,11.72,258,544.92,83,399.48,3.84,274,96665,{"$f":"'Phoenix TMY 3'!$D$5","v":2019},"07","08","01","07/08/2019 01:00","2019-07-07T18:00:00",107.76200000000001]
["20070708:0400",38.21,15.18,0,{"v":0,"d":"0.00"},0,387.52,4.33,262,96768,{"$f":"'Phoenix TMY 3'!$D$5","v":2019},"07","08","04","07/08/2019 04:00","2019-07-07T21:00:00",100.778]
["20070708:0700",35.04,18.71,0,{"v":0,"d":"0.00"},0,376.63,3.63,247,96810,{"$f":"'Phoenix TMY 3'!$D$5","v":2019},"07","08","07","07/08/2019 07:00","2019-07-08",95.072]
["20070708:0800",34.04,19.97,0,{"v":0,"d":"0.00"},0,{"v":372.1,"d":"372.10"},{"v":3.2,"d":"3.20"},243,96806,{"$f":"'Phoenix TMY 3'!$D$5","v":2019},"07","08","08","07/08/2019 08:00","2019-07-08T01:00:00",93.27199999999999]
["20070708:1100",30.75,23.81,0,{"v":0,"d":"0.00"},0,{"v":362.5,"d":"362.50"},2.66,216,96845,{"$f":"'Phoenix TMY 3'!$D$5","v":2019},"07","08","11","07/08/2019 11:00","2019-07-08T04:00:00",87.35]
["20070708:1600",36.53,18.97,632,755.61,124,384.98,4.06,231,97063,{"$f":"'Phoenix TMY 3'!$D$5","v":2019},"07","08","16","07/08/2019 16:00","2019-07-08T09:00:00",97.754]
["20070708:1900",40.79,14.59,984,858.45,148,403.48,5.75,251,96880,{"$f":"'Phoenix TMY 3'!$D$5","v":2019},"07","08","19","07/08/2019 19:00","2019-07-08T12:00:00",105.422]
["20070708:2200",42.38,13.29,821,824.48,138,409.58,6.34,264,96678,{"$f":"'Phoenix TMY 3'!$D$5","v":2019},"07","08","22","07/08/2019 22:00","2019-07-08T15:00:00",108.284]
["20070709:0200",38.34,15.24,72,259.87,41,391.25,4.62,259,96672,{"$f":"'Phoenix TMY 3'!$D$5","v":2019},"07","09","02","07/09/2019 02:00","2019-07-08T19:00:00",101.01200000000001]
["20070709:0500",{"v":34.9,"d":"34.90"},18.21,0,{"v":0,"d":"0.00"},0,{"v":383.2,"d":"383.20"},4.65,242,96854,{"$f":"'Phoenix TMY 3'!$D$5","v":2019},"07","09","05","07/09/2019 05:00","2019-07-08T22:00:00",94.82]
["20070709:0800",32.21,22.08,0,{"v":0,"d":"0.00"},0,372.55,2.84,232,96883,{"$f":"'Phoenix TMY 3'!$D$5","v":2019},"07","09","08","07/09/2019 08:00",{"$f":"(DATEVALUE(O4562)+TIMEVALUE(O4562))+($P$16/24)","v":"2019-07-09T01:00:00"},89.97800000000001]
["20070709:0900",{"v":31.4,"d":"31.40"},23.84,0,{"v":0,"d":"0.00"},0,372.28,2.74,226,96915,{"$f":"'Phoenix TMY 3'!$D$5","v":2019},{"$f":"MID(A4563,5,2)","v":"07"},{"$f":"MID(A4563,7,2)","v":"09"},{"$f":"MID(A4563,10,2)","v":"09"},{"$f":"L4563&\"/\"&M4563&\"/\"&K4563&\" \"&N4563&\":00\"","v":"07/09/2019 09:00"},"2019-07-09T02:00:00",{"$f":"((9/5)*B4563)+32","v":88.52}]
["20070709:1300",30.96,{"v":27.6,"d":"27.60"},54,202.52,34,380.55,2.92,214,97127,{"$f":"'Phoenix TMY 3'!$D$5","v":2019},"07","09","13","07/09/2019 13:00","2019-07-09T06:00:00",87.72800000000001]
["20070709:1700",36.79,19.42,803,815.36,138,404.55,4.08,244,97133,{"$f":"'Phoenix TMY 3'!$D$5","v":2019},"07","09","17","07/09/2019 17:00","2019-07-09T10:00:00",98.222]
["20070709:2000",40.47,15.57,995,{"v":865.7,"d":"865.70"},150,{"v":415.6,"d":"415.60"},5.41,263,96864,{"$f":"'Phoenix TMY 3'!$D$5","v":2019},"07","09","20","07/09/2019 20:00","2019-07-09T13:00:00",104.846]
["20070709:2300",41.05,15.48,660,775.08,127,411.35,6.07,272,96682,{"$f":"'Phoenix TMY 3'!$D$5","v":2019},"07","09","23","07/09/2019 23:00","2019-07-09T16:00:00",105.89]
["20070710:0300",{"v":36.4,"d":"36.40"},19.73,0,{"v":0,"d":"0.00"},0,394.95,4.81,251,96787,{"$f":"'Phoenix TMY 3'!$D$5","v":2019},"07","10","03","07/10/2019 03:00","2019-07-09T20:00:00",97.52]
["20070710:0600",33.46,23.36,0,{"v":0,"d":"0.00"},0,386.77,3.79,237,96954,{"$f":"'Phoenix TMY 3'!$D$5","v":2019},"07","10","06","07/10/2019 06:00","2019-07-09T23:00:00",92.22800000000001]
["20070710:0900",30.88,28.14,0,{"v":0,"d":"0.00"},0,382.17,2.46,220,97018,{"$f":"'Phoenix TMY 3'!$D$5","v":2019},"07","10","09","07/10/2019 09:00","2019-07-10T02:00:00",87.584]
["20070710:1000",30.08,30.21,0,{"v":0,"d":"0.00"},0,382.33,2.25,217,97056,{"$f":"'Phoenix TMY 3'!$D$5","v":2019},"07","10","10","07/10/2019 10:00","2019-07-10T03:00:00",86.144]
["20070710:1400",30.86,30.92,195,324.75,98,404.55,2.46,217,97277,{"$f":"'Phoenix TMY 3'!$D$5","v":2019},"07","10","14","07/10/2019 14:00","2019-07-10T07:00:00",87.548]
["20070710:1800",35.19,22.32,703,278.87,447,420.13,{"v":4,"d":"4.00"},252,97171,{"$f":"'Phoenix TMY 3'!$D$5","v":2019},"07","10","18","07/10/2019 18:00","2019-07-10T11:00:00",95.342]
["20070710:2100",37.49,22.54,656,201.88,469,{"v":431.7,"d":"431.70"},4.31,262,96979,{"$f":"'Phoenix TMY 3'!$D$5","v":2019},"07","10","21","07/10/2019 21:00","2019-07-10T14:00:00",99.482]
["20070711:0000",{"v":37.9,"d":"37.90"},{"v":24,"d":"24.00"},410,467.12,170,421.38,3.95,264,96880,{"$f":"'Phoenix TMY 3'!$D$5","v":2019},"07","11","00","07/11/2019 00:00","2019-07-10T17:00:00",100.22]
["20070711:0400",34.88,28.91,0,{"v":0,"d":"0.00"},0,397.32,2.83,276,97059,{"$f":"'Phoenix TMY 3'!$D$5","v":2019},"07","11","04","07/11/2019 04:00","2019-07-10T21:00:00",94.784]
["20070711:0700",32.35,32.92,0,{"v":0,"d":"0.00"},0,387.37,1.91,265,97127,{"$f":"'Phoenix TMY 3'!$D$5","v":2019},"07","11","07","07/11/2019 07:00","2019-07-11",90.23]
["20070711:1100",29.46,35.87,0,{"v":0,"d":"0.00"},0,385.35,1.08,219,97171,{"$f":"'Phoenix TMY 3'!$D$5","v":2019},"07","11","11","07/11/2019 11:00","2019-07-11T04:00:00",85.028]
["20070711:1200",30.73,34.15,0,{"v":0,"d":"0.00"},0,388.05,1.05,180,97223,{"$f":"'Phoenix TMY 3'!$D$5","v":2019},"07","11","12","07/11/2019 12:00","2019-07-11T05:00:00",87.314]
["20070711:1500",34.47,28.93,384,448.43,163,401.72,0.94,135,97306,{"$f":"'Phoenix TMY 3'!$D$5","v":2019},"07","11","15","07/11/2019 15:00","2019-07-11T08:00:00",94.04599999999999]
["20070711:1900",38.62,{"v":22.9,"d":"22.90"},982,{"v":854.6,"d":"854.60"},151,426.82,1.84,249,97184,{"$f":"'Phoenix TMY 3'!$D$5","v":2019},"07","11","19","07/11/2019 19:00","2019-07-11T12:00:00",101.51599999999999]
["20070711:2200",{"v":40.2,"d":"40.20"},19.81,819,819.19,141,432.27,2.97,286,96995,{"$f":"'Phoenix TMY 3'!$D$5","v":2019},"07","11","22","07/11/2019 22:00","2019-07-11T15:00:00",104.36000000000001]
["20070712:0100",39.64,18.39,257,539.19,85,417.48,3.29,287,96890,{"$f":"'Phoenix TMY 3'!$D$5","v":2019},{"$f":"MID(A4627,5,2)","v":"07"},{"$f":"MID(A4627,7,2)","v":"12"},{"$f":"MID(A4627,10,2)","v":"01"},{"$f":"L4627&\"/\"&M4627&\"/\"&K4627&\" \"&N4627&\":00\"","v":"07/12/2019 01:00"},"2019-07-11T18:00:00",{"$f":"((9/5)*B4627)+32","v":103.352}]
["20070712:0500",36.21,{"v":17.6,"d":"17.60"},0,{"v":0,"d":"0.00"},0,{"v":400.6,"d":"400.60"},3.71,284,97075,{"$f":"'Phoenix TMY 3'!$D$5","v":2019},"07","12","05","07/12/2019 05:00","2019-07-11T22:00:00",97.178]
["20070712:0800",33.19,{"v":18.6,"d":"18.60"},0,{"v":0,"d":"0.00"},0,{"v":385.8,"d":"385.80"},2.94,291,97075,{"$f":"'Phoenix TMY 3'!$D$5","v":2019},"07","12","08","07/12/2019 08:00","2019-07-12T01:00:00",91.74199999999999]
["20070712:1000",30.87,20.53,0,{"v":0,"d":"0.00"},0,377.37,1.63,295,97069,{"$f":"'Phoenix TMY 3'!$D$5","v":2019},"07","12","10","07/12/2019 10:00","2019-07-12T03:00:00",87.566]
["20070712:1300",32.23,18.58,50,181.58,33,387.18,1.06,233,97213,{"$f":"'Phoenix TMY 3'!$D$5","v":2019},"07","12","13","07/12/2019 13:00","2019-07-12T06:00:00",90.014]
["20070712:1600",37.07,12.72,633,757.55,127,{"v":404.3,"d":"404.30"},1.64,242,97235,{"$f":"'Phoenix TMY 3'!$D$5","v":2019},"07","12","16","07/12/2019 16:00","2019-07-12T09:00:00",98.726]
["20070712:2000",42.24,8.67,998,866.73,153,{"v":413.7,"d":"413.70"},3.02,277,96979,{"$f":"'Phoenix TMY 3'!$D$5","v":2019},"07","12","20","07/12/2019 20:00","2019-07-12T13:00:00",108.03200000000001]
["20070712:2300",42.92,{"v":7.3,"d":"7.30"},666,780.58,130,412.75,3.96,278,96826,{"$f":"'Phoenix TMY 3'!$D$5","v":2019},"07","12","23","07/12/2019 23:00","2019-07-12T16:00:00",109.256]
["20070713:0200",39.27,7.43,70,249.79,41,404.95,4.14,269,96912,{"$f":"'Phoenix TMY 3'!$D$5","v":2019},"07","13","02","07/13/2019 02:00","2019-07-12T19:00:00",102.686]
["20070713:0500",35.73,7.42,0,{"v":0,"d":"0.00"},0,{"v":389.3,"d":"389.30"},3.59,269,97162,{"$f":"'Phoenix TMY 3'!$D$5","v":2019},"07","13","05","07/13/2019 05:00","2019-07-12T22:00:00",96.314]
["20070713:1000",29.83,10.52,0,{"v":0,"d":"0.00"},0,362.98,{"v":2.2,"d":"2.20"},230,97239,{"$f":"'Phoenix TMY 3'!$D$5","v":2019},"07","13","10","07/13/2019 10:00","2019-07-13T03:00:00",85.69399999999999]
["20070713:1100",28.77,11.02,0,{"v":0,"d":"0.00"},0,{"v":360.5,"d":"360.50"},2.15,221,97258,{"$f":"'Phoenix TMY 3'!$D$5","v":2019},"07","13","11","07/13/2019 11:00","2019-07-13T04:00:00",83.786]
["20070713:1400",32.46,12.27,228,499.99,81,{"v":370.9,"d":"370.90"},2.23,220,97479,{"$f":"'Phoenix TMY 3'!$D$5","v":2019},"07","13","14","07/13/2019 14:00","2019-07-13T07:00:00",90.428]
["20070713:1700",37.76,9.49,714,508.61,301,{"v":392.8,"d":"392.80"},3.64,261,97412,{"$f":"'Phoenix TMY 3'!$D$5","v":2019},"07","13","17","07/13/2019 17:00","2019-07-13T10:00:00",99.968]
["20070713:2100",41.53,11.53,940,853.83,150,404.13,5.26,274,97101,{"$f":"'Phoenix TMY 3'!$D$5","v":2019},"07","13","21","07/13/2019 21:00","2019-07-13T14:00:00",106.754]
["20070714:0000",40.67,13.73,461,681.51,112,401.75,5.32,270,96998,{"$f":"'Phoenix TMY 3'!$D$5","v":2019},"07","14","00","07/14/2019 00:00","2019-07-13T17:00:00",105.206]
["20070714:0200",38.13,15.56,67,234.61,40,392.45,4.47,266,97037,{"$f":"'Phoenix TMY 3'!$D$5","v":2019},"07","14","02","07/14/2019 02:00","2019-07-13T19:00:00",100.634]
["20070714:0800",32.56,30.99,0,{"v":0,"d":"0.00"},0,389.65,2.65,248,97325,{"$f":"'Phoenix TMY 3'!$D$5","v":2019},"07","14","08","07/14/2019 08:00","2019-07-14T01:00:00",90.608]
["20070714:1100",30.03,38.77,0,{"v":0,"d":"0.00"},0,{"v":383.6,"d":"383.60"},2.06,231,97354,{"$f":"'Phoenix TMY 3'!$D$5","v":2019},"07","14","11","07/14/2019 11:00","2019-07-14T04:00:00",86.054]
["20070714:1200",30.74,37.07,0,{"v":0,"d":"0.00"},0,390.52,2.14,231,97408,{"$f":"'Phoenix TMY 3'!$D$5","v":2019},"07","14","12","07/14/2019 12:00","2019-07-14T05:00:00",87.332]
["20070714:1500",33.79,31.06,358,366.26,179,411.82,2.72,244,97482,{"$f":"'Phoenix TMY 3'!$D$5","v":2019},"07","14","15","07/14/2019 15:00","2019-07-14T08:00:00",92.822]
["20070714:1800",38.41,24.22,905,827.21,148,428.12,3.79,274,97303,{"$f":"'Phoenix TMY 3'!$D$5","v":2019},"07","14","18","07/14/2019 18:00","2019-07-14T11:00:00",101.13799999999999]
["20070714:2200",41.82,19.78,747,536.01,304,425.22,{"v":4.6,"d":"4.60"},272,96944,{"$f":"'Phoenix TMY 3'!$D$5","v":2019},"07","14","22","07/14/2019 22:00","2019-07-14T15:00:00",107.276]
["20070715:0300",37.58,23.09,0,{"v":0,"d":"0.00"},0,401.97,5.07,264,96928,{"$f":"'Phoenix TMY 3'!$D$5","v":2019},"07","15","03","07/15/2019 03:00","2019-07-14T20:00:00",99.644]
["20070715:0600",34.87,25.55,0,{"v":0,"d":"0.00"},0,391.35,{"v":4,"d":"4.00"},260,97063,{"$f":"'Phoenix TMY 3'!$D$5","v":2019},"07","15","06","07/15/2019 06:00","2019-07-14T23:00:00",94.76599999999999]
["20070715:0900",32.16,29.04,0,{"v":0,"d":"0.00"},0,380.85,{"v":2.1,"d":"2.10"},243,97075,{"$f":"'Phoenix TMY 3'!$D$5","v":2019},"07","15","09","07/15/2019 09:00","2019-07-15T02:00:00",89.888]
["20070715:1200",31.54,29.66,0,{"v":0,"d":"0.00"},0,383.05,1.44,233,97136,{"$f":"'Phoenix TMY 3'!$D$5","v":2019},"07","15","12","07/15/2019 12:00","2019-07-15T05:00:00",88.77199999999999]
["20070715:1300",32.84,27.01,4,{"v":0,"d":"0.00"},4,391.25,1.26,247,97197,{"$f":"'Phoenix TMY 3'!$D$5","v":2019},"07","15","13","07/15/2019 13:00","2019-07-15T06:00:00",91.11200000000001]
["20070715:1600",37.41,19.76,411,156.52,307,408.78,2.11,272,97213,{"$f":"'Phoenix TMY 3'!$D$5","v":2019},"07","15","16","07/15/2019 16:00","2019-07-15T09:00:00",99.338]
["20070715:2000",42.53,{"v":15.6,"d":"15.60"},974,843.36,153,{"v":425.6,"d":"425.60"},3.41,272,96931,{"$f":"'Phoenix TMY 3'!$D$5","v":2019},"07","15","20","07/15/2019 20:00","2019-07-15T13:00:00",108.554]
["20070716:0000",42.21,16.69,456,673.68,112,423.42,3.46,275,96730,{"$f":"'Phoenix TMY 3'!$D$5","v":2019},"07","16","00","07/16/2019 00:00","2019-07-15T17:00:00",107.97800000000001]
["20070716:0300",39.14,19.56,0,{"v":0,"d":"0.00"},0,403.53,3.61,287,96774,{"$f":"'Phoenix TMY 3'!$D$5","v":2019},"07","16","03","07/16/2019 03:00","2019-07-15T20:00:00",102.452]
["20070716:0700",35.61,22.53,0,{"v":0,"d":"0.00"},0,394.67,{"v":3.1,"d":"3.10"},298,96845,{"$f":"'Phoenix TMY 3'!$D$5","v":2019},"07","16","07","07/16/2019 07:00","2019-07-16",96.098]
["20070716:1000",32.71,25.42,0,{"v":0,"d":"0.00"},0,384.98,{"v":1.7,"d":"1.70"},316,96816,{"$f":"'Phoenix TMY 3'!$D$5","v":2019},"07","16","10","07/16/2019 10:00","2019-07-16T03:00:00",90.878]
["20070716:1300",33.74,24.23,27,{"v":0,"d":"0.00"},27,{"v":388,"d":"388.00"},{"v":0.8,"d":"0.80"},277,96909,{"$f":"'Phoenix TMY 3'!$D$5","v":2019},"07","16","13","07/16/2019 13:00","2019-07-16T06:00:00",92.732]
["20070716:1400",34.76,23.08,137,86.49,112,{"v":391.1,"d":"391.10"},0.61,254,96960,{"$f":"'Phoenix TMY 3'!$D$5","v":2019},"07","16","14","07/16/2019 14:00","2019-07-16T07:00:00",94.568]
["20070716:1700",40.25,16.35,735,557.38,284,417.25,1.56,278,96912,{"$f":"'Phoenix TMY 3'!$D$5","v":2019},"07","16","17","07/16/2019 17:00","2019-07-16T10:00:00",104.45]
["20070716:2200",43.74,14.06,806,{"v":804.4,"d":"804.40"},142,428.53,2.45,272,96624,{"$f":"'Phoenix TMY 3'!$D$5","v":2019},"07","16","22","07/16/2019 22:00","2019-07-16T15:00:00",110.732]
["20070717:0100",42.14,{"v":15.7,"d":"15.70"},248,521.31,84,419.43,2.29,275,96547,{"$f":"'Phoenix TMY 3'!$D$5","v":2019},"07","17","01","07/17/2019 01:00","2019-07-16T18:00:00",107.852]
["20070717:0400",39.22,17.98,0,{"v":0,"d":"0.00"},0,{"v":406.3,"d":"406.30"},2.56,274,96633,{"$f":"'Phoenix TMY 3'!$D$5","v":2019},"07","17","04","07/17/2019 04:00","2019-07-16T21:00:00",102.596]
["20070717:0800",35.26,20.74,0,{"v":0,"d":"0.00"},0,389.05,2.36,272,96662,{"$f":"'Phoenix TMY 3'!$D$5","v":2019},"07","17","08","07/17/2019 08:00",{"$f":"(DATEVALUE(O4754)+TIMEVALUE(O4754))+($P$16/24)","v":"2019-07-17T01:00:00"},95.46799999999999]
["20070717:1100",32.14,23.76,0,{"v":0,"d":"0.00"},0,{"v":380.5,"d":"380.50"},{"v":1.1,"d":"1.10"},243,96662,{"$f":"'Phoenix TMY 3'!$D$5","v":2019},"07","17","11","07/17/2019 11:00","2019-07-17T04:00:00",89.852]
["20070717:1400",34.52,22.83,218,483.71,79,389.85,0.58,178,96922,{"$f":"'Phoenix TMY 3'!$D$5","v":2019},"07","17","14","07/17/2019 14:00","2019-07-17T07:00:00",94.13600000000001]
["20070717:1800",40.89,15.03,909,832.63,149,418.07,1.75,249,96797,{"$f":"'Phoenix TMY 3'!$D$5","v":2019},"07","17","18","07/17/2019 18:00","2019-07-17T11:00:00",105.602]
["20070717:1900",41.92,14.48,975,848.48,153,424.43,2.14,245,96730,{"$f":"'Phoenix TMY 3'!$D$5","v":2019},"07","17","19","07/17/2019 19:00","2019-07-17T12:00:00",107.456]
["20070717:2300",43.21,14.21,651,761.88,130,{"v":427.9,"d":"427.90"},3.32,267,96489,{"$f":"'Phoenix TMY 3'!$D$5","v":2019},"07","17","23","07/17/2019 23:00","2019-07-17T16:00:00",109.778]
["20070718:0200",40.26,15.16,65,235.93,39,394.25,{"v":3.5,"d":"3.50"},279,96518,{"$f":"'Phoenix TMY 3'!$D$5","v":2019},"07","18","02","07/18/2019 02:00","2019-07-17T19:00:00",104.468]
["20070718:0500",36.85,{"v":18,"d":"18.00"},0,{"v":0,"d":"0.00"},0,387.15,3.72,274,96720,{"$f":"'Phoenix TMY 3'!$D$5","v":2019},"07","18","05","07/18/2019 05:00","2019-07-17T22:00:00",98.33]
["20070718:0900",32.64,21.78,0,{"v":0,"d":"0.00"},0,373.07,1.85,254,96749,{"$f":"'Phoenix TMY 3'!$D$5","v":2019},"07","18","09","07/18/2019 09:00","2019-07-18T02:00:00",90.75200000000001]
["20070718:1200",32.26,22.17,0,{"v":0,"d":"0.00"},0,{"v":372,"d":"372.00"},1.41,238,96832,{"$f":"'Phoenix TMY 3'!$D$5","v":2019},"07","18","12","07/18/2019 12:00","2019-07-18T05:00:00",90.068]
["20070718:1500",36.59,18.22,424,654.33,108,387.05,2.23,252,96934,{"$f":"'Phoenix TMY 3'!$D$5","v":2019},"07","18","15","07/18/2019 15:00","2019-07-18T08:00:00",97.86200000000001]
["20070718:1700",40.15,14.51,792,806.56,141,402.35,3.12,275,96883,{"$f":"'Phoenix TMY 3'!$D$5","v":2019},"07","18","17","07/18/2019 17:00","2019-07-18T10:00:00",104.27]
["20070718:2000",43.62,12.55,991,861.32,154,417.65,3.02,265,96701,{"$f":"'Phoenix TMY 3'!$D$5","v":2019},"07","18","20","07/18/2019 20:00","2019-07-18T13:00:00",110.51599999999999]
["20070719:0000",42.46,13.22,463,{"v":691.1,"d":"691.10"},112,430.28,3.95,275,96537,{"$f":"'Phoenix TMY 3'!$D$5","v":2019},"07","19","00","07/19/2019 00:00","2019-07-18T17:00:00",108.428]
["20070719:0300",{"v":39,"d":"39.00"},15.49,0,{"v":0,"d":"0.00"},0,407.62,{"v":4.4,"d":"4.40"},280,96595,{"$f":"'Phoenix TMY 3'!$D$5","v":2019},"07","19","03","07/19/2019 03:00","2019-07-18T20:00:00",102.2]
["20070719:0600",35.72,17.57,0,{"v":0,"d":"0.00"},0,394.08,3.43,273,96710,{"$f":"'Phoenix TMY 3'!$D$5","v":2019},"07","19","06","07/19/2019 06:00","2019-07-18T23:00:00",96.296]
["20070719:1000",31.66,20.44,0,{"v":0,"d":"0.00"},0,377.35,{"v":1.8,"d":"1.80"},242,96710,{"$f":"'Phoenix TMY 3'!$D$5","v":2019},"07","19","10","07/19/2019 10:00","2019-07-19T03:00:00",88.988]
["20070719:1200",31.78,20.42,0,{"v":0,"d":"0.00"},0,373.33,1.76,233,96762,{"$f":"'Phoenix TMY 3'!$D$5","v":2019},"07","19","12","07/19/2019 12:00","2019-07-19T05:00:00",89.20400000000001]
["20070719:1500",35.73,16.84,424,656.37,108,382.83,2.74,242,96858,{"$f":"'Phoenix TMY 3'!$D$5","v":2019},"07","19","15","07/19/2019 15:00","2019-07-19T08:00:00",96.314]
["20070719:1800",40.46,{"v":12.5,"d":"12.50"},914,839.65,149,{"v":404.1,"d":"404.10"},4.15,262,96787,{"$f":"'Phoenix TMY 3'!$D$5","v":2019},"07","19","18","07/19/2019 18:00","2019-07-19T11:00:00",104.828]
["20070719:2100",42.91,12.41,929,844.85,150,416.05,4.07,271,96624,{"$f":"'Phoenix TMY 3'!$D$5","v":2019},"07","19","21","07/19/2019 21:00","2019-07-19T14:00:00",109.238]
["20070720:0100",40.53,14.93,219,{"v":395.5,"d":"395.50"},96,410.25,4.45,273,96521,{"$f":"'Phoenix TMY 3'!$D$5","v":2019},{"$f":"MID(A4819,5,2)","v":"07"},{"$f":"MID(A4819,7,2)","v":"20"},{"$f":"MID(A4819,10,2)","v":"01"},{"$f":"L4819&\"/\"&M4819&\"/\"&K4819&\" \"&N4819&\":00\"","v":"07/20/2019 01:00"},"2019-07-19T18:00:00",{"$f":"((9/5)*B4819)+32","v":104.95400000000001}]
["20070720:0400",36.97,18.93,0,{"v":0,"d":"0.00"},0,{"v":403.2,"d":"403.20"},4.79,266,96659,{"$f":"'Phoenix TMY 3'!$D$5","v":2019},"07","20","04","07/20/2019 04:00","2019-07-19T21:00:00",98.546]
["20070720:0800",33.15,24.91,0,{"v":0,"d":"0.00"},0,{"v":385.8,"d":"385.80"},2.57,250,96768,{"$f":"'Phoenix TMY 3'!$D$5","v":2019},"07","20","08","07/20/2019 08:00","2019-07-20T01:00:00",91.67]
["20070720:0900",32.32,25.55,0,{"v":0,"d":"0.00"},0,{"v":386.3,"d":"386.30"},2.62,240,96794,{"$f":"'Phoenix TMY 3'!$D$5","v":2019},"07","20","09","07/20/2019 09:00","2019-07-20T02:00:00",90.176]
["20070720:1500",31.48,34.91,145,2.08,144,381.93,2.43,233,97162,{"$f":"'Phoenix TMY 3'!$D$5","v":2019},"07","20","15","07/20/2019 15:00","2019-07-20T08:00:00",88.664]
["20070720:1600",33.17,31.08,315,56.21,278,392.02,2.79,245,97152,{"$f":"'Phoenix TMY 3'!$D$5","v":2019},"07","20","16","07/20/2019 16:00","2019-07-20T09:00:00",91.706]
["20070720:1900",37.47,24.36,966,843.13,151,415.63,3.43,273,97034,{"$f":"'Phoenix TMY 3'!$D$5","v":2019},"07","20","19","07/20/2019 19:00","2019-07-20T12:00:00",99.446]
["20070720:2200",39.51,22.01,803,804.59,141,422.37,3.58,290,96864,{"$f":"'Phoenix TMY 3'!$D$5","v":2019},"07","20","22","07/20/2019 22:00","2019-07-20T15:00:00",103.118]
["20070721:0200",36.81,26.48,59,208.27,37,412.55,4.04,274,96816,{"$f":"'Phoenix TMY 3'!$D$5","v":2019},"07","21","02","07/21/2019 02:00","2019-07-20T19:00:00",98.25800000000001]
["20070721:0500",33.76,32.08,0,{"v":0,"d":"0.00"},0,{"v":401.7,"d":"401.70"},4.59,255,97047,{"$f":"'Phoenix TMY 3'!$D$5","v":2019},"07","21","05","07/21/2019 05:00","2019-07-20T22:00:00",92.768]
["20070721:1000",29.76,40.27,0,{"v":0,"d":"0.00"},0,385.33,2.89,233,97258,{"$f":"'Phoenix TMY 3'!$D$5","v":2019},"07","21","10","07/21/2019 10:00","2019-07-21T03:00:00",85.56800000000001]
["20070721:1300",28.87,44.67,1,{"v":0,"d":"0.00"},1,384.42,2.31,238,97447,{"$f":"'Phoenix TMY 3'!$D$5","v":2019},"07","21","13","07/21/2019 13:00","2019-07-21T06:00:00",83.96600000000001]
["20070721:1600",32.11,39.27,516,412.48,245,399.95,2.74,259,97498,{"$f":"'Phoenix TMY 3'!$D$5","v":2019},"07","21","16","07/21/2019 16:00","2019-07-21T09:00:00",89.798]
["20070721:1700",33.78,35.93,722,543.54,285,407.45,3.05,267,97488,{"$f":"'Phoenix TMY 3'!$D$5","v":2019},"07","21","17","07/21/2019 17:00","2019-07-21T10:00:00",92.804]
["20070721:2000",37.69,31.38,969,843.54,151,{"v":423.8,"d":"423.80"},{"v":3.3,"d":"3.30"},291,97315,{"$f":"'Phoenix TMY 3'!$D$5","v":2019},"07","21","20","07/21/2019 20:00","2019-07-21T13:00:00",99.842]
["20070721:2300",37.87,32.82,639,750.97,128,{"v":425.3,"d":"425.30"},3.79,301,97191,{"$f":"'Phoenix TMY 3'!$D$5","v":2019},"07","21","23","07/21/2019 23:00","2019-07-21T16:00:00",100.166]
["20070722:0300",{"v":35.3,"d":"35.30"},{"v":35,"d":"35.00"},0,{"v":0,"d":"0.00"},0,408.82,2.89,270,97197,{"$f":"'Phoenix TMY 3'!$D$5","v":2019},"07","22","03","07/22/2019 03:00","2019-07-21T20:00:00",95.53999999999999]
["20070722:0700",32.06,40.65,0,{"v":0,"d":"0.00"},0,395.98,{"v":2.2,"d":"2.20"},251,97338,{"$f":"'Phoenix TMY 3'!$D$5","v":2019},"07","22","07","07/22/2019 07:00","2019-07-22",89.708]
["20070722:1100",29.19,49.82,0,{"v":0,"d":"0.00"},0,{"v":391.4,"d":"391.40"},1.77,216,97392,{"$f":"'Phoenix TMY 3'!$D$5","v":2019},"07","22","11","07/22/2019 11:00","2019-07-22T04:00:00",84.542]
["20070722:1400",28.87,{"v":57.5,"d":"57.50"},189,359.04,89,392.75,1.28,292,97623,{"$f":"'Phoenix TMY 3'!$D$5","v":2019},"07","22","14","07/22/2019 14:00","2019-07-22T07:00:00",83.96600000000001]
["20070722:1700",{"v":33.5,"d":"33.50"},47.41,771,789.64,137,{"v":418.6,"d":"418.60"},1.59,314,97584,{"$f":"'Phoenix TMY 3'!$D$5","v":2019},{"$f":"MID(A4883,5,2)","v":"07"},{"$f":"MID(A4883,7,2)","v":"22"},{"$f":"MID(A4883,10,2)","v":"17"},{"$f":"L4883&\"/\"&M4883&\"/\"&K4883&\" \"&N4883&\":00\"","v":"07/22/2019 17:00"},"2019-07-22T10:00:00",{"$f":"((9/5)*B4883)+32","v":92.30000000000001}]
["20070722:1800",34.67,46.42,893,822.31,146,421.55,1.74,314,97530,{"$f":"'Phoenix TMY 3'!$D$5","v":2019},"07","22","18","07/22/2019 18:00","2019-07-22T11:00:00",94.406]
["20070722:2100",37.18,{"v":44.2,"d":"44.20"},907,827.29,146,428.95,2.25,318,97370,{"$f":"'Phoenix TMY 3'!$D$5","v":2019},"07","22","21","07/22/2019 21:00","2019-07-22T14:00:00",98.924]
["20070723:0100",36.96,49.52,237,508.67,81,433.45,2.23,354,97197,{"$f":"'Phoenix TMY 3'!$D$5","v":2019},"07","23","01","07/23/2019 01:00","2019-07-22T18:00:00",98.528]
["20070723:0400",34.79,56.64,0,{"v":0,"d":"0.00"},0,{"v":413.9,"d":"413.90"},1.72,29,97213,{"$f":"'Phoenix TMY 3'!$D$5","v":2019},"07","23","04","07/23/2019 04:00","2019-07-22T21:00:00",94.622]
["20070723:0800",31.74,65.42,0,{"v":0,"d":"0.00"},0,387.15,1.08,57,97200,{"$f":"'Phoenix TMY 3'!$D$5","v":2019},"07","23","08","07/23/2019 08:00","2019-07-23T01:00:00",89.132]
["20070723:1200",30.22,66.06,0,{"v":0,"d":"0.00"},0,390.02,1.03,83,97251,{"$f":"'Phoenix TMY 3'!$D$5","v":2019},"07","23","12","07/23/2019 12:00","2019-07-23T05:00:00",86.396]
["20070723:1500",32.87,56.67,406,635.43,104,{"v":412.3,"d":"412.30"},0.68,108,97344,{"$f":"'Phoenix TMY 3'!$D$5","v":2019},"07","23","15","07/23/2019 15:00","2019-07-23T08:00:00",91.166]
["20070723:1800",35.75,49.09,889,819.86,145,{"v":429.4,"d":"429.40"},0.54,91,97319,{"$f":"'Phoenix TMY 3'!$D$5","v":2019},"07","23","18","07/23/2019 18:00","2019-07-23T11:00:00",96.35000000000001]
["20070723:1900",36.34,47.05,956,836.94,149,{"v":429.2,"d":"429.20"},0.78,74,97274,{"$f":"'Phoenix TMY 3'!$D$5","v":2019},"07","23","19","07/23/2019 19:00","2019-07-23T12:00:00",97.412]
["20070723:2200",{"v":36.9,"d":"36.90"},43.71,735,{"v":526.7,"d":"526.70"},303,406.07,1.63,71,97152,{"$f":"'Phoenix TMY 3'!$D$5","v":2019},"07","23","22","07/23/2019 22:00","2019-07-23T15:00:00",98.42]
["20070724:0100",{"v":36,"d":"36.00"},{"v":48.7,"d":"48.70"},92,{"v":0,"d":"0.00"},92,{"v":398.7,"d":"398.70"},1.23,138,97069,{"$f":"'Phoenix TMY 3'!$D$5","v":2019},"07","24","01","07/24/2019 01:00","2019-07-23T18:00:00",96.8]
["20070724:0600",33.65,57.93,0,{"v":0,"d":"0.00"},0,395.28,1.14,203,97123,{"$f":"'Phoenix TMY 3'!$D$5","v":2019},"07","24","06","07/24/2019 06:00","2019-07-23T23:00:00",92.57]
["20070724:0900",31.42,62.14,0,{"v":0,"d":"0.00"},0,391.55,1.69,164,97104,{"$f":"'Phoenix TMY 3'!$D$5","v":2019},"07","24","09","07/24/2019 09:00","2019-07-24T02:00:00",88.55600000000001]
["20070724:1300",28.21,63.88,3,{"v":0,"d":"0.00"},3,403.32,1.98,223,97219,{"$f":"'Phoenix TMY 3'!$D$5","v":2019},"07","24","13","07/24/2019 13:00","2019-07-24T06:00:00",82.778]
["20070724:1600",29.97,{"v":54.7,"d":"54.70"},28,{"v":0,"d":"0.00"},28,409.67,1.58,256,97213,{"$f":"'Phoenix TMY 3'!$D$5","v":2019},"07","24","16","07/24/2019 16:00","2019-07-24T09:00:00",85.946]
["20070724:1900",32.79,46.25,316,17.65,299,412.73,1.14,233,97091,{"$f":"'Phoenix TMY 3'!$D$5","v":2019},"07","24","19","07/24/2019 19:00","2019-07-24T12:00:00",91.02199999999999]
["20070724:2000",33.59,44.59,432,33.08,400,414.15,0.95,220,97047,{"$f":"'Phoenix TMY 3'!$D$5","v":2019},"07","24","20","07/24/2019 20:00","2019-07-24T13:00:00",92.46200000000002]
["20070725:0200",32.97,43.14,54,203.41,34,401.75,2.88,223,96864,{"$f":"'Phoenix TMY 3'!$D$5","v":2019},"07","25","02","07/25/2019 02:00","2019-07-24T19:00:00",91.346]
["20070725:0400",{"v":31.6,"d":"31.60"},{"v":50.5,"d":"50.50"},0,{"v":0,"d":"0.00"},0,399.78,2.12,228,96992,{"$f":"'Phoenix TMY 3'!$D$5","v":2019},"07","25","04","07/25/2019 04:00","2019-07-24T21:00:00",88.88]
["20070725:0700",29.63,56.35,0,{"v":0,"d":"0.00"},0,{"v":392,"d":"392.00"},1.66,237,97050,{"$f":"'Phoenix TMY 3'!$D$5","v":2019},"07","25","07","07/25/2019 07:00","2019-07-25",85.334]
["20070725:1000",27.61,63.26,0,{"v":0,"d":"0.00"},0,387.03,1.44,238,97059,{"$f":"'Phoenix TMY 3'!$D$5","v":2019},"07","25","10","07/25/2019 10:00","2019-07-25T03:00:00",81.69800000000001]
["20070725:1400",27.62,65.04,102,21.98,96,410.05,0.97,266,97258,{"$f":"'Phoenix TMY 3'!$D$5","v":2019},"07","25","14","07/25/2019 14:00","2019-07-25T07:00:00",81.71600000000001]
["20070725:1700",30.71,53.94,356,36.27,327,{"v":414.1,"d":"414.10"},0.88,209,97200,{"$f":"'Phoenix TMY 3'!$D$5","v":2019},"07","25","17","07/25/2019 17:00","2019-07-25T10:00:00",87.278]
["20070725:1800",30.55,55.94,496,73.99,429,415.97,{"v":1.4,"d":"1.40"},220,97171,{"$f":"'Phoenix TMY 3'!$D$5","v":2019},"07","25","18","07/25/2019 18:00","2019-07-25T11:00:00",86.99000000000001]
["20070725:2300",29.57,66.72,85,{"v":0,"d":"0.00"},85,407.95,2.81,246,97047,{"$f":"'Phoenix TMY 3'!$D$5","v":2019},"07","25","23","07/25/2019 23:00","2019-07-25T16:00:00",85.226]
["20070726:0100",28.94,71.02,59,{"v":0,"d":"0.00"},59,402.72,2.24,258,97117,{"$f":"'Phoenix TMY 3'!$D$5","v":2019},"07","26","01","07/26/2019 01:00","2019-07-25T18:00:00",84.09200000000001]
["20070726:0500",28.02,81.58,0,{"v":0,"d":"0.00"},0,390.25,0.59,220,97248,{"$f":"'Phoenix TMY 3'!$D$5","v":2019},"07","26","05","07/26/2019 05:00","2019-07-25T22:00:00",82.436]
["20070726:0800",26.89,{"v":89.2,"d":"89.20"},0,{"v":0,"d":"0.00"},0,{"v":382.1,"d":"382.10"},{"v":1.2,"d":"1.20"},234,97229,{"$f":"'Phoenix TMY 3'!$D$5","v":2019},"07","26","08","07/26/2019 08:00","2019-07-26T01:00:00",80.402]
["20070726:1100",25.56,90.76,0,{"v":0,"d":"0.00"},0,{"v":380.3,"d":"380.30"},0.62,271,97267,{"$f":"'Phoenix TMY 3'!$D$5","v":2019},"07","26","11","07/26/2019 11:00","2019-07-26T04:00:00",78.008]
["20070726:1500",27.16,75.35,242,95.65,197,394.78,1.02,243,97383,{"$f":"'Phoenix TMY 3'!$D$5","v":2019},"07","26","15","07/26/2019 15:00","2019-07-26T08:00:00",80.888]
["20070726:1800",{"v":27.9,"d":"27.90"},{"v":72.7,"d":"72.70"},736,365.94,405,408.87,2.14,234,97373,{"$f":"'Phoenix TMY 3'!$D$5","v":2019},"07","26","18","07/26/2019 18:00","2019-07-26T11:00:00",82.22]
["20070726:2000",28.56,71.51,876,{"v":458.8,"d":"458.80"},433,{"v":410.1,"d":"410.10"},3.28,234,97315,{"$f":"'Phoenix TMY 3'!$D$5","v":2019},"07","26","20","07/26/2019 20:00","2019-07-26T13:00:00",83.408]
["20070726:2300",29.02,75.74,600,597.25,197,{"v":400.8,"d":"400.80"},3.39,248,97306,{"$f":"'Phoenix TMY 3'!$D$5","v":2019},"07","26","23","07/26/2019 23:00","2019-07-26T16:00:00",84.23599999999999]
["20070727:0200",27.86,82.58,51,201.81,32,{"v":406.9,"d":"406.90"},2.43,249,97267,{"$f":"'Phoenix TMY 3'!$D$5","v":2019},"07","27","02","07/27/2019 02:00","2019-07-26T19:00:00",82.148]
["20070727:0600",26.36,95.49,0,{"v":0,"d":"0.00"},0,399.38,2.11,209,97437,{"$f":"'Phoenix TMY 3'!$D$5","v":2019},"07","27","06","07/27/2019 06:00","2019-07-26T23:00:00",79.44800000000001]
["20070727:0900",24.84,99.61,0,{"v":0,"d":"0.00"},0,399.75,1.81,198,97428,{"$f":"'Phoenix TMY 3'!$D$5","v":2019},"07","27","09","07/27/2019 09:00","2019-07-27T02:00:00",76.712]
["20070727:1300",25.18,{"v":95.8,"d":"95.80"},30,125.86,22,401.82,1.61,219,97428,{"$f":"'Phoenix TMY 3'!$D$5","v":2019},"07","27","13","07/27/2019 13:00","2019-07-27T06:00:00",77.324]
["20070727:1600",26.57,88.63,598,736.59,120,409.12,1.82,223,97476,{"$f":"'Phoenix TMY 3'!$D$5","v":2019},"07","27","16","07/27/2019 16:00","2019-07-27T09:00:00",79.826]
["20070727:1700",26.97,{"v":86.1,"d":"86.10"},765,792.79,133,413.85,1.97,219,97498,{"$f":"'Phoenix TMY 3'!$D$5","v":2019},"07","27","17","07/27/2019 17:00","2019-07-27T10:00:00",80.54599999999999]
["20070727:2100",27.24,{"v":98.9,"d":"98.90"},849,525.52,368,414.45,2.23,244,97386,{"$f":"'Phoenix TMY 3'!$D$5","v":2019},"07","27","21","07/27/2019 21:00","2019-07-27T14:00:00",81.032]
["20070728:0000",27.49,{"v":95.4,"d":"95.40"},265,106.92,212,406.67,1.93,262,97338,{"$f":"'Phoenix TMY 3'!$D$5","v":2019},"07","28","00","07/28/2019 00:00",{"$f":"(DATEVALUE(O5010)+TIMEVALUE(O5010))+($P$16/24)","v":"2019-07-27T17:00:00"},81.482]
["20070728:0300",27.78,90.11,0,{"v":0,"d":"0.00"},0,402.67,0.97,244,97335,{"$f":"'Phoenix TMY 3'!$D$5","v":2019},"07","28","03","07/28/2019 03:00","2019-07-27T20:00:00",82.004]
["20070728:0700",26.67,98.97,0,{"v":0,"d":"0.00"},0,393.93,0.89,215,97354,{"$f":"'Phoenix TMY 3'!$D$5","v":2019},"07","28","07","07/28/2019 07:00","2019-07-28",80.006]
["20070728:1000",25.31,{"v":100,"d":"100.00"},0,{"v":0,"d":"0.00"},0,388.37,0.64,225,97315,{"$f":"'Phoenix TMY 3'!$D$5","v":2019},"07","28","10","07/28/2019 10:00","2019-07-28T03:00:00",77.55799999999999]
["20070728:1400",26.88,86.79,164,273.13,91,{"v":401,"d":"401.00"},1.63,219,97296,{"$f":"'Phoenix TMY 3'!$D$5","v":2019},"07","28","14","07/28/2019 14:00","2019-07-28T07:00:00",80.384]
["20070728:1800",28.25,77.94,557,118.57,450,414.82,2.01,251,97267,{"$f":"'Phoenix TMY 3'!$D$5","v":2019},"07","28","18","07/28/2019 18:00","2019-07-28T11:00:00",82.85]
["20070728:2100",28.24,79.87,896,826.93,140,424.47,2.21,261,97159,{"$f":"'Phoenix TMY 3'!$D$5","v":2019},"07","28","21","07/28/2019 21:00","2019-07-28T14:00:00",82.832]
["20070728:2200",{"v":28.1,"d":"28.10"},79.47,598,256.52,389,426.08,2.15,264,97127,{"$f":"'Phoenix TMY 3'!$D$5","v":2019},"07","28","22","07/28/2019 22:00","2019-07-28T15:00:00",82.58000000000001]
["20070729:0100",28.39,81.46,59,{"v":0,"d":"0.00"},59,414.17,1.28,203,97107,{"$f":"'Phoenix TMY 3'!$D$5","v":2019},"07","29","01","07/29/2019 01:00","2019-07-28T18:00:00",83.102]
["20070729:0400",27.84,89.44,0,{"v":0,"d":"0.00"},0,398.27,0.86,146,97159,{"$f":"'Phoenix TMY 3'!$D$5","v":2019},"07","29","04","07/29/2019 04:00","2019-07-28T21:00:00",82.112]
["20070729:0800",26.15,98.31,0,{"v":0,"d":"0.00"},0,{"v":384.8,"d":"384.80"},{"v":1.2,"d":"1.20"},138,97114,{"$f":"'Phoenix TMY 3'!$D$5","v":2019},"07","29","08","07/29/2019 08:00","2019-07-29T01:00:00",79.07]
["20070729:1100",24.56,{"v":100,"d":"100.00"},0,{"v":0,"d":"0.00"},0,382.45,{"v":1.2,"d":"1.20"},114,97085,{"$f":"'Phoenix TMY 3'!$D$5","v":2019},"07","29","11","07/29/2019 11:00","2019-07-29T04:00:00",76.208]
["20070729:1600",{"v":29.1,"d":"29.10"},71.71,597,741.34,118,{"v":404,"d":"404.00"},0.63,19,97139,{"$f":"'Phoenix TMY 3'!$D$5","v":2019},"07","29","16","07/29/2019 16:00","2019-07-29T09:00:00",84.38]
["20070729:1900",31.09,62.94,956,848.13,143,416.28,1.35,317,97018,{"$f":"'Phoenix TMY 3'!$D$5","v":2019},"07","29","19","07/29/2019 19:00","2019-07-29T12:00:00",87.962]
["20070729:2200",31.35,60.72,737,{"v":545.8,"d":"545.80"},293,424.82,2.32,295,96867,{"$f":"'Phoenix TMY 3'!$D$5","v":2019},"07","29","22","07/29/2019 22:00","2019-07-29T15:00:00",88.43]
["20070729:2300",31.29,60.14,560,492.16,230,{"v":427.3,"d":"427.30"},2.57,288,96816,{"$f":"'Phoenix TMY 3'!$D$5","v":2019},"07","29","23","07/29/2019 23:00","2019-07-29T16:00:00",88.322]
["20070730:0200",30.45,{"v":70.7,"d":"70.70"},40,114.64,30,401.55,1.88,312,96787,{"$f":"'Phoenix TMY 3'!$D$5","v":2019},"07","30","02","07/30/2019 02:00","2019-07-29T19:00:00",86.81]
["20070730:0600",28.86,78.79,0,{"v":0,"d":"0.00"},0,392.05,1.17,350,96893,{"$f":"'Phoenix TMY 3'!$D$5","v":2019},"07","30","06","07/30/2019 06:00","2019-07-29T23:00:00",83.94800000000001]
["20070730:0800",27.41,88.88,0,{"v":0,"d":"0.00"},0,387.85,1.38,14,96874,{"$f":"'Phoenix TMY 3'!$D$5","v":2019},"07","30","08","07/30/2019 08:00","2019-07-30T01:00:00",81.338]
["20070730:1300",{"v":28.1,"d":"28.10"},80.81,9,{"v":0,"d":"0.00"},9,394.68,1.55,85,96877,{"$f":"'Phoenix TMY 3'!$D$5","v":2019},"07","30","13","07/30/2019 13:00","2019-07-30T06:00:00",82.58000000000001]
["20070730:1700",30.27,67.53,766,801.48,130,{"v":414.9,"d":"414.90"},1.43,123,96970,{"$f":"'Phoenix TMY 3'!$D$5","v":2019},{"$f":"MID(A5075,5,2)","v":"07"},{"$f":"MID(A5075,7,2)","v":"30"},{"$f":"MID(A5075,10,2)","v":"17"},{"$f":"L5075&\"/\"&M5075&\"/\"&K5075&\" \"&N5075&\":00\"","v":"07/30/2019 17:00"},"2019-07-30T10:00:00",{"$f":"((9/5)*B5075)+32","v":86.48599999999999}]
["20070730:2000",29.95,71.33,960,850.74,142,{"v":423.2,"d":"423.20"},1.14,138,96960,{"$f":"'Phoenix TMY 3'!$D$5","v":2019},"07","30","20","07/30/2019 20:00","2019-07-30T13:00:00",85.91]
["20070730:2300",31.59,72.47,37,{"v":0,"d":"0.00"},37,417.25,{"v":0.3,"d":"0.30"},318,96912,{"$f":"'Phoenix TMY 3'!$D$5","v":2019},"07","30","23","07/30/2019 23:00","2019-07-30T16:00:00",88.862]
["20070731:0000",31.22,74.35,15,{"v":0,"d":"0.00"},15,415.62,0.86,318,96912,{"$f":"'Phoenix TMY 3'!$D$5","v":2019},"07","31","00","07/31/2019 00:00","2019-07-30T17:00:00",88.196]
["20070731:0300",29.98,81.68,0,{"v":0,"d":"0.00"},0,409.75,1.42,357,96954,{"$f":"'Phoenix TMY 3'!$D$5","v":2019},"07","31","03","07/31/2019 03:00","2019-07-30T20:00:00",85.964]
["20070731:0900",26.64,96.22,0,{"v":0,"d":"0.00"},0,395.23,0.46,113,97015,{"$f":"'Phoenix TMY 3'!$D$5","v":2019},"07","31","09","07/31/2019 09:00","2019-07-31T02:00:00",79.952]
["20070731:1100",{"v":25.4,"d":"25.40"},98.41,0,{"v":0,"d":"0.00"},0,{"v":393.2,"d":"393.20"},0.15,32,97027,{"$f":"'Phoenix TMY 3'!$D$5","v":2019},"07","31","11","07/31/2019 11:00","2019-07-31T04:00:00",77.72]
["20070731:1400",27.52,{"v":77.8,"d":"77.80"},21,{"v":0,"d":"0.00"},21,400.15,0.54,105,97171,{"$f":"'Phoenix TMY 3'!$D$5","v":2019},"07","31","14","07/31/2019 14:00","2019-07-31T07:00:00",81.536]
["20070731:1800",29.79,69.62,817,499.39,368,419.12,0.68,217,97178,{"$f":"'Phoenix TMY 3'!$D$5","v":2019},"07","31","18","07/31/2019 18:00","2019-07-31T11:00:00",85.622]
["20070731:2100",31.41,58.09,899,836.71,137,413.52,0.99,315,97130,{"$f":"'Phoenix TMY 3'!$D$5","v":2019},"07","31","21","07/31/2019 21:00","2019-07-31T14:00:00",88.53800000000001]
["20070731:2200",31.94,54.24,663,399.63,339,411.65,1.09,310,97127,{"$f":"'Phoenix TMY 3'!$D$5","v":2019},"07","31","22","07/31/2019 22:00","2019-07-31T15:00:00",89.492]
["20130801:0100",33.56,42.71,226,532.39,72,406.05,{"v":1.4,"d":"1.40"},214,97053,{"$f":"'Phoenix TMY 3'!$D$5","v":2019},"08","01","01","08/01/2019 01:00","2019-07-31T18:00:00",92.40800000000002]
["20130801:0600",36.25,{"v":23.5,"d":"23.50"},0,{"v":0,"d":"0.00"},0,396.71,1.91,155,97120,{"$f":"'Phoenix TMY 3'!$D$5","v":2019},"08","01","06","08/01/2019 06:00","2019-07-31T23:00:00",97.25]
["20130801:0900",31.03,34.56,0,{"v":0,"d":"0.00"},0,{"v":388.6,"d":"388.60"},1.11,140,97107,{"$f":"'Phoenix TMY 3'!$D$5","v":2019},"08","01","09","08/01/2019 09:00","2019-08-01T02:00:00",87.85400000000001]
["20130801:1200",{"v":30.7,"d":"30.70"},36.16,0,{"v":0,"d":"0.00"},0,390.73,2.21,133,97175,{"$f":"'Phoenix TMY 3'!$D$5","v":2019},"08","01","12","08/01/2019 12:00","2019-08-01T05:00:00",87.25999999999999]
["20130801:1500",34.33,28.42,398,662.29,93,406.85,4.55,149,97245,{"$f":"'Phoenix TMY 3'!$D$5","v":2019},"08","01","15","08/01/2019 15:00","2019-08-01T08:00:00",93.794]
["20130801:1900",38.81,20.44,960,864.64,134,426.28,4.03,184,97111,{"$f":"'Phoenix TMY 3'!$D$5","v":2019},"08","01","19","08/01/2019 19:00","2019-08-01T12:00:00",101.858]
["20130801:2200",39.46,19.63,792,825.42,124,428.52,3.96,150,96947,{"$f":"'Phoenix TMY 3'!$D$5","v":2019},"08","01","22","08/01/2019 22:00","2019-08-01T15:00:00",103.028]
["20130801:2300",{"v":39.4,"d":"39.40"},19.65,435,{"v":192.3,"d":"192.30"},307,{"v":427.9,"d":"427.90"},4.14,131,96893,{"$f":"'Phoenix TMY 3'!$D$5","v":2019},"08","01","23","08/01/2019 23:00","2019-08-01T16:00:00",102.92]
["20130802:0300",36.12,22.43,0,{"v":0,"d":"0.00"},0,400.43,{"v":5.2,"d":"5.20"},129,96976,{"$f":"'Phoenix TMY 3'!$D$5","v":2019},"08","02","03","08/02/2019 03:00","2019-08-01T20:00:00",97.01599999999999]
["20130802:0600",33.06,26.36,0,{"v":0,"d":"0.00"},0,388.85,2.26,143,97091,{"$f":"'Phoenix TMY 3'!$D$5","v":2019},"08","02","06","08/02/2019 06:00","2019-08-01T23:00:00",91.50800000000001]
["20130802:1000",29.53,32.71,0,{"v":0,"d":"0.00"},0,376.38,1.07,149,97130,{"$f":"'Phoenix TMY 3'!$D$5","v":2019},"08","02","10","08/02/2019 10:00","2019-08-02T03:00:00",85.154]
["20130802:1300",31.36,26.76,20,{"v":0,"d":"0.00"},20,386.57,2.53,157,97168,{"$f":"'Phoenix TMY 3'!$D$5","v":2019},"08","02","13","08/02/2019 13:00","2019-08-02T06:00:00",88.44800000000001]
["20130802:1600",35.51,{"v":19,"d":"19.00"},524,{"v":468.5,"d":"468.50"},224,400.05,3.67,174,97175,{"$f":"'Phoenix TMY 3'!$D$5","v":2019},"08","02","16","08/02/2019 16:00","2019-08-02T09:00:00",95.918]
["20130802:2000",{"v":40,"d":"40.00"},12.65,974,{"v":876.8,"d":"876.80"},134,411.35,4.54,200,96950,{"$f":"'Phoenix TMY 3'!$D$5","v":2019},"08","02","20","08/02/2019 20:00","2019-08-02T13:00:00",104]
["20130802:2300",40.18,10.89,425,177.75,307,{"v":409.8,"d":"409.80"},3.83,201,96854,{"$f":"'Phoenix TMY 3'!$D$5","v":2019},"08","02","23","08/02/2019 23:00","2019-08-02T16:00:00",104.324]
["20130803:0000",39.04,11.48,359,375.97,177,404.23,3.75,187,96880,{"$f":"'Phoenix TMY 3'!$D$5","v":2019},"08","03","00","08/03/2019 00:00","2019-08-02T17:00:00",102.272]
["20130803:0400",34.21,14.48,0,{"v":0,"d":"0.00"},0,383.23,3.37,166,97027,{"$f":"'Phoenix TMY 3'!$D$5","v":2019},"08","03","04","08/03/2019 04:00","2019-08-02T21:00:00",93.578]
["20130803:0700",30.79,18.81,0,{"v":0,"d":"0.00"},0,368.83,1.36,173,97095,{"$f":"'Phoenix TMY 3'!$D$5","v":2019},"08","03","07","08/03/2019 07:00","2019-08-03",87.422]
["20130803:1100",27.17,23.25,0,{"v":0,"d":"0.00"},0,{"v":357.8,"d":"357.80"},1.71,165,97181,{"$f":"'Phoenix TMY 3'!$D$5","v":2019},"08","03","11","08/03/2019 11:00","2019-08-03T04:00:00",80.906]
["20130803:1400",31.36,{"v":19.5,"d":"19.50"},145,215.24,90,361.55,1.34,141,97364,{"$f":"'Phoenix TMY 3'!$D$5","v":2019},"08","03","14","08/03/2019 14:00","2019-08-03T07:00:00",88.44800000000001]
["20130803:1800",38.13,{"v":11.6,"d":"11.60"},904,865.41,129,392.47,0.59,204,97235,{"$f":"'Phoenix TMY 3'!$D$5","v":2019},"08","03","18","08/03/2019 18:00","2019-08-03T11:00:00",100.634]
["20130803:2100",40.58,11.89,918,869.08,130,405.35,1.25,229,97053,{"$f":"'Phoenix TMY 3'!$D$5","v":2019},"08","03","21","08/03/2019 21:00","2019-08-03T14:00:00",105.044]
["20130804:0100",38.51,15.37,87,{"v":0,"d":"0.00"},87,400.05,1.47,260,96976,{"$f":"'Phoenix TMY 3'!$D$5","v":2019},"08","04","01","08/04/2019 01:00","2019-08-03T18:00:00",101.318]
["20130804:0200",37.32,16.82,15,{"v":0,"d":"0.00"},15,396.85,1.92,270,96979,{"$f":"'Phoenix TMY 3'!$D$5","v":2019},"08","04","02","08/04/2019 02:00","2019-08-03T19:00:00",99.176]
["20130804:0500",33.95,21.93,0,{"v":0,"d":"0.00"},0,391.45,2.22,276,97104,{"$f":"'Phoenix TMY 3'!$D$5","v":2019},"08","04","05","08/04/2019 05:00","2019-08-03T22:00:00",93.11000000000001]
["20130804:0800",30.96,23.35,0,{"v":0,"d":"0.00"},0,377.85,2.37,163,97085,{"$f":"'Phoenix TMY 3'!$D$5","v":2019},"08","04","08","08/04/2019 08:00","2019-08-04T01:00:00",87.72800000000001]
["20130804:1200",{"v":29.6,"d":"29.60"},{"v":26.1,"d":"26.10"},0,{"v":0,"d":"0.00"},0,373.37,1.83,158,97197,{"$f":"'Phoenix TMY 3'!$D$5","v":2019},"08","04","12","08/04/2019 12:00","2019-08-04T05:00:00",85.28]
["20130804:1500",33.75,18.04,302,{"v":267.9,"d":"267.90"},180,391.05,1.77,223,97293,{"$f":"'Phoenix TMY 3'!$D$5","v":2019},"08","04","15","08/04/2019 15:00","2019-08-04T08:00:00",92.75]
["20130804:1900",39.54,12.41,657,177.57,488,416.32,1.39,241,97127,{"$f":"'Phoenix TMY 3'!$D$5","v":2019},"08","04","19","08/04/2019 19:00","2019-08-04T12:00:00",103.172]
["20130804:2200",{"v":40.7,"d":"40.70"},12.06,798,840.26,122,{"v":417.4,"d":"417.40"},1.68,221,96992,{"$f":"'Phoenix TMY 3'!$D$5","v":2019},"08","04","22","08/04/2019 22:00","2019-08-04T15:00:00",105.26]
["20130805:0200",37.45,16.06,38,182.88,25,387.85,2.47,113,96970,{"$f":"'Phoenix TMY 3'!$D$5","v":2019},"08","05","02","08/05/2019 02:00","2019-08-04T19:00:00",99.41000000000001]
["20130805:0300",{"v":36.1,"d":"36.10"},16.89,0,{"v":0,"d":"0.00"},0,386.18,2.56,121,97005,{"$f":"'Phoenix TMY 3'!$D$5","v":2019},"08","05","03","08/05/2019 03:00","2019-08-04T20:00:00",96.98]
["20130805:0600",32.34,19.69,0,{"v":0,"d":"0.00"},0,{"v":379.4,"d":"379.40"},2.38,137,97079,{"$f":"'Phoenix TMY 3'!$D$5","v":2019},"08","05","06","08/05/2019 06:00","2019-08-04T23:00:00",90.21200000000002]
["20130805:0900",29.42,{"v":23.3,"d":"23.30"},0,{"v":0,"d":"0.00"},0,369.78,2.03,137,97082,{"$f":"'Phoenix TMY 3'!$D$5","v":2019},"08","05","09","08/05/2019 09:00","2019-08-05T02:00:00",84.956]
["20130805:1300",29.22,21.74,2,{"v":0,"d":"0.00"},2,378.68,2.99,162,97267,{"$f":"'Phoenix TMY 3'!$D$5","v":2019},"08","05","13","08/05/2019 13:00","2019-08-05T06:00:00",84.596]
["20130805:1600",33.53,13.79,470,317.68,268,402.52,3.24,213,97344,{"$f":"'Phoenix TMY 3'!$D$5","v":2019},"08","05","16","08/05/2019 16:00","2019-08-05T09:00:00",92.35400000000001]
["20130805:1900",37.55,10.22,554,90.48,468,419.72,2.79,254,97187,{"$f":"'Phoenix TMY 3'!$D$5","v":2019},"08","05","19","08/05/2019 19:00","2019-08-05T12:00:00",99.59]
["20130806:0000",37.38,12.48,315,251.46,195,405.77,1.59,262,96973,{"$f":"'Phoenix TMY 3'!$D$5","v":2019},"08","06","00","08/06/2019 00:00","2019-08-05T17:00:00",99.284]
["20130806:0300",34.01,18.15,0,{"v":0,"d":"0.00"},0,399.53,{"v":2.2,"d":"2.20"},248,97098,{"$f":"'Phoenix TMY 3'!$D$5","v":2019},"08","06","03","08/06/2019 03:00","2019-08-05T20:00:00",93.21799999999999]
["20130806:0400",{"v":33.3,"d":"33.30"},19.92,0,{"v":0,"d":"0.00"},0,402.87,3.44,246,97139,{"$f":"'Phoenix TMY 3'!$D$5","v":2019},"08","06","04","08/06/2019 04:00","2019-08-05T21:00:00",91.94]
["20130806:0700",31.03,28.93,0,{"v":0,"d":"0.00"},0,403.03,3.23,236,97181,{"$f":"'Phoenix TMY 3'!$D$5","v":2019},"08","06","07","08/06/2019 07:00","2019-08-06",87.85400000000001]
["20130806:1100",28.25,{"v":36.2,"d":"36.20"},0,{"v":0,"d":"0.00"},0,{"v":395.8,"d":"395.80"},3.66,214,97248,{"$f":"'Phoenix TMY 3'!$D$5","v":2019},"08","06","11","08/06/2019 11:00","2019-08-06T04:00:00",82.85]
["20130806:1400",26.44,43.16,3,{"v":0,"d":"0.00"},3,{"v":400.6,"d":"400.60"},3.19,189,97565,{"$f":"'Phoenix TMY 3'!$D$5","v":2019},"08","06","14","08/06/2019 14:00","2019-08-06T07:00:00",79.59200000000001]
["20130806:1600",28.15,34.79,55,{"v":0,"d":"0.00"},55,398.23,2.06,183,97572,{"$f":"'Phoenix TMY 3'!$D$5","v":2019},"08","06","16","08/06/2019 16:00","2019-08-06T09:00:00",82.67]
["20130806:2200",34.95,20.91,238,11.24,229,374.25,1.24,336,97235,{"$f":"'Phoenix TMY 3'!$D$5","v":2019},"08","06","22","08/06/2019 22:00","2019-08-06T15:00:00",94.91]
["20130807:0100",33.41,24.13,71,{"v":0,"d":"0.00"},71,364.62,1.43,30,97207,{"$f":"'Phoenix TMY 3'!$D$5","v":2019},"08","07","01","08/07/2019 01:00","2019-08-06T18:00:00",92.138]
["20130807:0400",30.54,30.13,0,{"v":0,"d":"0.00"},0,356.55,1.56,137,97312,{"$f":"'Phoenix TMY 3'!$D$5","v":2019},"08","07","04","08/07/2019 04:00","2019-08-06T21:00:00",86.97200000000001]
["20130807:0500",29.66,32.09,0,{"v":0,"d":"0.00"},0,{"v":353.1,"d":"353.10"},1.53,177,97354,{"$f":"'Phoenix TMY 3'!$D$5","v":2019},"08","07","05","08/07/2019 05:00","2019-08-06T22:00:00",85.388]
["20130807:0800",27.15,40.14,0,{"v":0,"d":"0.00"},0,{"v":347.8,"d":"347.80"},0.36,173,97354,{"$f":"'Phoenix TMY 3'!$D$5","v":2019},"08","07","08","08/07/2019 08:00","2019-08-07T01:00:00",80.87]
["20130807:1200",{"v":26.1,"d":"26.10"},45.29,0,{"v":0,"d":"0.00"},0,350.13,{"v":1.6,"d":"1.60"},137,97415,{"$f":"'Phoenix TMY 3'!$D$5","v":2019},"08","07","12","08/07/2019 12:00","2019-08-07T05:00:00",78.98]
["20130807:1700",33.96,26.61,773,836.59,118,386.35,0.37,263,97421,{"$f":"'Phoenix TMY 3'!$D$5","v":2019},{"$f":"MID(A5267,5,2)","v":"08"},{"$f":"MID(A5267,7,2)","v":"07"},{"$f":"MID(A5267,10,2)","v":"17"},{"$f":"L5267&\"/\"&M5267&\"/\"&K5267&\" \"&N5267&\":00\"","v":"08/07/2019 17:00"},"2019-08-07T10:00:00",{"$f":"((9/5)*B5267)+32","v":93.128}]
["20130807:1900",36.73,20.58,972,889.43,129,391.88,1.46,269,97274,{"$f":"'Phoenix TMY 3'!$D$5","v":2019},"08","07","19","08/07/2019 19:00","2019-08-07T12:00:00",98.11399999999999]
["20130807:2300",{"v":39,"d":"39.00"},12.45,635,{"v":804.4,"d":"804.40"},109,{"v":390.4,"d":"390.40"},1.21,274,96979,{"$f":"'Phoenix TMY 3'!$D$5","v":2019},"08","07","23","08/07/2019 23:00","2019-08-07T16:00:00",102.2]
["20130808:0200",34.72,14.36,33,161.61,23,374.75,0.92,282,97047,{"$f":"'Phoenix TMY 3'!$D$5","v":2019},"08","08","02","08/08/2019 02:00","2019-08-07T19:00:00",94.49600000000001]
["20130808:0300",{"v":33.5,"d":"33.50"},14.94,0,{"v":0,"d":"0.00"},0,370.97,1.08,281,97079,{"$f":"'Phoenix TMY 3'!$D$5","v":2019},"08","08","03","08/08/2019 03:00","2019-08-07T20:00:00",92.30000000000001]
["20130808:0600",30.24,16.98,0,{"v":0,"d":"0.00"},0,358.63,1.04,278,97136,{"$f":"'Phoenix TMY 3'!$D$5","v":2019},"08","08","06","08/08/2019 06:00","2019-08-07T23:00:00",86.43199999999999]
["20130808:1000",27.33,{"v":22.5,"d":"22.50"},0,{"v":0,"d":"0.00"},0,343.47,1.35,159,97091,{"$f":"'Phoenix TMY 3'!$D$5","v":2019},"08","08","10","08/08/2019 10:00","2019-08-08T03:00:00",81.19399999999999]
["20130808:1400",28.96,{"v":17,"d":"17.00"},194,529.57,64,{"v":336.4,"d":"336.40"},1.35,160,97267,{"$f":"'Phoenix TMY 3'!$D$5","v":2019},"08","08","14","08/08/2019 14:00","2019-08-08T07:00:00",84.128]
["20130808:1700",35.74,9.75,803,875.22,119,{"v":358.6,"d":"358.60"},0.79,241,97171,{"$f":"'Phoenix TMY 3'!$D$5","v":2019},"08","08","17","08/08/2019 17:00","2019-08-08T10:00:00",96.33200000000001]
["20130808:2000",39.39,8.11,{"v":1010,"d":"1,010"},925.48,131,363.85,2.52,249,96979,{"$f":"'Phoenix TMY 3'!$D$5","v":2019},"08","08","20","08/08/2019 20:00","2019-08-08T13:00:00",102.902]
["20130809:0000",38.17,9.71,445,749.55,93,{"v":355.1,"d":"355.10"},1.14,266,96797,{"$f":"'Phoenix TMY 3'!$D$5","v":2019},"08","09","00","08/09/2019 00:00","2019-08-08T17:00:00",100.706]
["20130809:0300",33.91,13.52,0,{"v":0,"d":"0.00"},0,349.15,1.65,302,96835,{"$f":"'Phoenix TMY 3'!$D$5","v":2019},"08","09","03","08/09/2019 03:00","2019-08-08T20:00:00",93.038]
["20130809:0400",32.95,14.61,0,{"v":0,"d":"0.00"},0,{"v":348,"d":"348.00"},1.73,323,96874,{"$f":"'Phoenix TMY 3'!$D$5","v":2019},"08","09","04","08/09/2019 04:00","2019-08-08T21:00:00",91.31]
["20130809:0700",29.66,17.75,0,{"v":0,"d":"0.00"},0,343.02,1.42,65,96938,{"$f":"'Phoenix TMY 3'!$D$5","v":2019},"08","09","07","08/09/2019 07:00","2019-08-09",85.388]
["20130809:1100",25.21,27.43,0,{"v":0,"d":"0.00"},0,{"v":337.1,"d":"337.10"},1.89,114,96922,{"$f":"'Phoenix TMY 3'!$D$5","v":2019},"08","09","11","08/09/2019 11:00","2019-08-09T04:00:00",77.378]
["20130809:1500",31.57,{"v":16.6,"d":"16.60"},415,727.68,90,346.38,1.85,139,97091,{"$f":"'Phoenix TMY 3'!$D$5","v":2019},"08","09","15","08/09/2019 15:00","2019-08-09T08:00:00",88.826]
["20130809:1800",37.72,9.96,930,905.78,126,369.52,1.89,180,97021,{"$f":"'Phoenix TMY 3'!$D$5","v":2019},"08","09","18","08/09/2019 18:00","2019-08-09T11:00:00",99.896]
["20130809:2100",40.31,{"v":8.9,"d":"8.90"},933,899.51,126,382.03,{"v":2.7,"d":"2.70"},213,96890,{"$f":"'Phoenix TMY 3'!$D$5","v":2019},"08","09","21","08/09/2019 21:00","2019-08-09T14:00:00",104.558]
["20130810:0100",37.46,11.47,155,226.32,95,375.77,{"v":4.6,"d":"4.60"},240,96832,{"$f":"'Phoenix TMY 3'!$D$5","v":2019},"08","10","01","08/10/2019 01:00","2019-08-09T18:00:00",99.428]
["20130810:0400",33.34,15.59,0,{"v":0,"d":"0.00"},0,367.98,4.24,245,96986,{"$f":"'Phoenix TMY 3'!$D$5","v":2019},"08","10","04","08/10/2019 04:00","2019-08-09T21:00:00",92.012]
["20130810:0800",28.63,17.98,0,{"v":0,"d":"0.00"},0,355.65,1.42,195,97133,{"$f":"'Phoenix TMY 3'!$D$5","v":2019},"08","10","08","08/10/2019 08:00",{"$f":"(DATEVALUE(O5330)+TIMEVALUE(O5330))+($P$16/24)","v":"2019-08-10T01:00:00"},83.53399999999999]
["20130810:0900",27.69,21.18,0,{"v":0,"d":"0.00"},0,353.38,1.48,181,97149,{"$f":"'Phoenix TMY 3'!$D$5","v":2019},{"$f":"MID(A5331,5,2)","v":"08"},{"$f":"MID(A5331,7,2)","v":"10"},{"$f":"MID(A5331,10,2)","v":"09"},{"$f":"L5331&\"/\"&M5331&\"/\"&K5331&\" \"&N5331&\":00\"","v":"08/10/2019 09:00"},"2019-08-10T02:00:00",{"$f":"((9/5)*B5331)+32","v":81.84200000000001}]
["20130810:1200",27.14,25.03,0,{"v":0,"d":"0.00"},0,348.08,1.57,144,97274,{"$f":"'Phoenix TMY 3'!$D$5","v":2019},"08","10","12","08/10/2019 12:00","2019-08-10T05:00:00",80.852]
["20130810:1600",{"v":33.9,"d":"33.90"},14.34,617,813.59,106,362.32,1.73,139,97428,{"$f":"'Phoenix TMY 3'!$D$5","v":2019},"08","10","16","08/10/2019 16:00","2019-08-10T09:00:00",93.02]
["20130810:1900",38.21,9.63,991,914.67,128,376.13,1.93,166,97277,{"$f":"'Phoenix TMY 3'!$D$5","v":2019},"08","10","19","08/10/2019 19:00","2019-08-10T12:00:00",100.778]
["20130810:2300",39.55,8.61,639,822.21,107,377.95,{"v":2.7,"d":"2.70"},208,97056,{"$f":"'Phoenix TMY 3'!$D$5","v":2019},"08","10","23","08/10/2019 23:00","2019-08-10T16:00:00",103.19]
["20130811:0200",35.37,10.31,27,134.76,20,362.15,1.63,197,97047,{"$f":"'Phoenix TMY 3'!$D$5","v":2019},"08","11","02","08/11/2019 02:00","2019-08-10T19:00:00",95.666]
["20130811:0500",{"v":31.3,"d":"31.30"},13.42,0,{"v":0,"d":"0.00"},0,{"v":358.7,"d":"358.70"},3.68,107,97191,{"$f":"'Phoenix TMY 3'!$D$5","v":2019},"08","11","05","08/11/2019 05:00","2019-08-10T22:00:00",88.34]
["20130811:0700",29.42,15.65,0,{"v":0,"d":"0.00"},0,352.13,2.93,106,97223,{"$f":"'Phoenix TMY 3'!$D$5","v":2019},"08","11","07","08/11/2019 07:00","2019-08-11",84.956]
["20130811:1000",26.22,20.57,0,{"v":0,"d":"0.00"},0,345.28,1.83,101,97226,{"$f":"'Phoenix TMY 3'!$D$5","v":2019},"08","11","10","08/11/2019 10:00","2019-08-11T03:00:00",79.196]
["20130811:1300",27.85,18.14,12,{"v":0,"d":"0.00"},12,343.77,1.71,102,97348,{"$f":"'Phoenix TMY 3'!$D$5","v":2019},"08","11","13","08/11/2019 13:00","2019-08-11T06:00:00",82.13]
["20130811:1700",35.51,9.99,776,835.12,127,371.75,{"v":1.3,"d":"1.30"},136,97287,{"$f":"'Phoenix TMY 3'!$D$5","v":2019},"08","11","17","08/11/2019 17:00","2019-08-11T10:00:00",95.918]
["20130811:2000",39.22,7.98,974,883.61,139,{"v":385.7,"d":"385.70"},0.23,161,97066,{"$f":"'Phoenix TMY 3'!$D$5","v":2019},"08","11","20","08/11/2019 20:00","2019-08-11T13:00:00",102.596]
["20130812:0000",38.05,7.87,420,700.17,97,372.65,1.51,63,96893,{"$f":"'Phoenix TMY 3'!$D$5","v":2019},"08","12","00","08/12/2019 00:00","2019-08-11T17:00:00",100.49]
["20130812:0200",35.06,9.32,25,123.77,19,358.25,2.74,12,96912,{"$f":"'Phoenix TMY 3'!$D$5","v":2019},"08","12","02","08/12/2019 02:00","2019-08-11T19:00:00",95.108]
["20130812:0700",29.66,14.68,0,{"v":0,"d":"0.00"},0,354.87,2.47,69,97034,{"$f":"'Phoenix TMY 3'!$D$5","v":2019},"08","12","07","08/12/2019 07:00","2019-08-12",85.388]
["20130812:0800",28.88,16.24,0,{"v":0,"d":"0.00"},0,{"v":354,"d":"354.00"},2.37,83,97037,{"$f":"'Phoenix TMY 3'!$D$5","v":2019},"08","12","08","08/12/2019 08:00","2019-08-12T01:00:00",83.98400000000001]
["20130812:1100",26.24,21.47,0,{"v":0,"d":"0.00"},0,351.65,0.98,88,97008,{"$f":"'Phoenix TMY 3'!$D$5","v":2019},"08","12","11","08/12/2019 11:00","2019-08-12T04:00:00",79.232]
["20130812:1400",29.91,17.28,176,467.72,65,{"v":348.4,"d":"348.40"},1.38,96,97181,{"$f":"'Phoenix TMY 3'!$D$5","v":2019},"08","12","14","08/12/2019 14:00","2019-08-12T07:00:00",85.838]
["20130812:1800",38.02,8.23,898,866.11,133,374.22,1.89,180,97101,{"$f":"'Phoenix TMY 3'!$D$5","v":2019},"08","12","18","08/12/2019 18:00","2019-08-12T11:00:00",100.436]
["20130812:2100",40.64,6.79,924,884.95,135,377.92,2.63,235,96934,{"$f":"'Phoenix TMY 3'!$D$5","v":2019},"08","12","21","08/12/2019 21:00","2019-08-12T14:00:00",105.152]
["20130812:2300",40.79,{"v":6,"d":"6.00"},635,{"v":808.3,"d":"808.30"},116,371.05,2.47,244,96845,{"$f":"'Phoenix TMY 3'!$D$5","v":2019},"08","12","23","08/12/2019 23:00","2019-08-12T16:00:00",105.422]
["20130813:0500",31.88,11.97,0,{"v":0,"d":"0.00"},0,{"v":353.9,"d":"353.90"},4.25,235,96998,{"$f":"'Phoenix TMY 3'!$D$5","v":2019},"08","13","05","08/13/2019 05:00","2019-08-12T22:00:00",89.384]
["20130813:0800",29.45,13.51,0,{"v":0,"d":"0.00"},0,{"v":341.6,"d":"341.60"},1.34,180,97056,{"$f":"'Phoenix TMY 3'!$D$5","v":2019},"08","13","08","08/13/2019 08:00","2019-08-13T01:00:00",85.00999999999999]
["20130813:0900",28.03,15.75,0,{"v":0,"d":"0.00"},0,339.07,1.18,167,97072,{"$f":"'Phoenix TMY 3'!$D$5","v":2019},"08","13","09","08/13/2019 09:00","2019-08-13T02:00:00",82.45400000000001]
["20130813:1200",26.71,18.53,0,{"v":0,"d":"0.00"},0,336.55,0.97,142,97181,{"$f":"'Phoenix TMY 3'!$D$5","v":2019},"08","13","12","08/13/2019 12:00","2019-08-13T05:00:00",80.078]
["20130813:1600",34.47,11.18,614,802.27,114,362.48,0.63,183,97309,{"$f":"'Phoenix TMY 3'!$D$5","v":2019},"08","13","16","08/13/2019 16:00","2019-08-13T09:00:00",94.04599999999999]
["20130813:1900",39.28,7.94,990,907.49,138,383.07,2.08,227,97162,{"$f":"'Phoenix TMY 3'!$D$5","v":2019},"08","13","19","08/13/2019 19:00","2019-08-13T12:00:00",102.70400000000001]
["20130814:0000",39.26,8.31,362,487.49,140,382.83,2.88,268,96906,{"$f":"'Phoenix TMY 3'!$D$5","v":2019},"08","14","00","08/14/2019 00:00","2019-08-13T17:00:00",102.66799999999999]
["20130814:0300",{"v":34.7,"d":"34.70"},12.04,0,{"v":0,"d":"0.00"},0,371.77,2.92,290,96934,{"$f":"'Phoenix TMY 3'!$D$5","v":2019},"08","14","03","08/14/2019 03:00","2019-08-13T20:00:00",94.46000000000001]
["20130814:0600",31.06,15.49,0,{"v":0,"d":"0.00"},0,362.73,{"v":2.7,"d":"2.70"},321,97034,{"$f":"'Phoenix TMY 3'!$D$5","v":2019},"08","14","06","08/14/2019 06:00","2019-08-13T23:00:00",87.908]
["20130814:0900",28.36,{"v":17.4,"d":"17.40"},0,{"v":0,"d":"0.00"},0,357.78,2.14,42,97056,{"$f":"'Phoenix TMY 3'!$D$5","v":2019},"08","14","09","08/14/2019 09:00","2019-08-14T02:00:00",83.048]
["20130814:1000",27.46,18.09,0,{"v":0,"d":"0.00"},0,356.37,1.76,70,97047,{"$f":"'Phoenix TMY 3'!$D$5","v":2019},"08","14","10","08/14/2019 10:00","2019-08-14T03:00:00",81.428]
["20130814:1300",29.27,18.48,10,{"v":0,"d":"0.00"},10,362.32,{"v":1.2,"d":"1.20"},167,97171,{"$f":"'Phoenix TMY 3'!$D$5","v":2019},"08","14","13","08/14/2019 13:00","2019-08-14T06:00:00",84.686]
["20130814:1700",37.37,{"v":11.9,"d":"11.90"},768,833.62,124,397.85,1.82,243,97200,{"$f":"'Phoenix TMY 3'!$D$5","v":2019},"08","14","17","08/14/2019 17:00","2019-08-14T10:00:00",99.26599999999999]
["20130814:2100",41.14,11.15,898,864.18,131,416.02,2.47,192,96938,{"$f":"'Phoenix TMY 3'!$D$5","v":2019},"08","14","21","08/14/2019 21:00","2019-08-14T14:00:00",106.052]
["20130815:0000",40.27,13.07,392,658.83,94,410.03,2.35,168,96838,{"$f":"'Phoenix TMY 3'!$D$5","v":2019},"08","15","00","08/15/2019 00:00","2019-08-14T17:00:00",104.486]
["20130815:0400",{"v":36,"d":"36.00"},18.48,0,{"v":0,"d":"0.00"},0,{"v":418.4,"d":"418.40"},2.67,222,96986,{"$f":"'Phoenix TMY 3'!$D$5","v":2019},"08","15","04","08/15/2019 04:00","2019-08-14T21:00:00",96.8]
["20130815:0700",31.98,25.62,0,{"v":0,"d":"0.00"},0,414.07,1.77,257,97101,{"$f":"'Phoenix TMY 3'!$D$5","v":2019},"08","15","07","08/15/2019 07:00","2019-08-15",89.564]
["20130815:0800",30.48,28.41,0,{"v":0,"d":"0.00"},0,411.15,1.34,270,97123,{"$f":"'Phoenix TMY 3'!$D$5","v":2019},"08","15","08","08/15/2019 08:00","2019-08-15T01:00:00",86.864]
["20130815:1100",28.57,34.15,0,{"v":0,"d":"0.00"},0,404.35,{"v":2.3,"d":"2.30"},66,97152,{"$f":"'Phoenix TMY 3'!$D$5","v":2019},"08","15","11","08/15/2019 11:00","2019-08-15T04:00:00",83.426]
["20130815:1400",30.86,29.84,169,462.91,62,394.65,2.92,88,97354,{"$f":"'Phoenix TMY 3'!$D$5","v":2019},"08","15","14","08/15/2019 14:00","2019-08-15T07:00:00",87.548]
["20130815:1800",37.63,{"v":21.6,"d":"21.60"},884,858.18,130,{"v":411.4,"d":"411.40"},1.82,50,97239,{"$f":"'Phoenix TMY 3'!$D$5","v":2019},"08","15","18","08/15/2019 18:00","2019-08-15T11:00:00",99.73400000000001]
["20130815:2200",40.44,19.25,770,827.54,123,416.83,{"v":0.8,"d":"0.80"},99,97034,{"$f":"'Phoenix TMY 3'!$D$5","v":2019},"08","15","22","08/15/2019 22:00","2019-08-15T15:00:00",104.792]
["20130816:0100",39.57,19.93,188,513.48,62,{"v":406.7,"d":"406.70"},{"v":1.1,"d":"1.10"},126,96957,{"$f":"'Phoenix TMY 3'!$D$5","v":2019},"08","16","01","08/16/2019 01:00","2019-08-15T18:00:00",103.226]
["20130816:0500",35.98,24.77,0,{"v":0,"d":"0.00"},0,{"v":399.6,"d":"399.60"},1.26,144,97047,{"$f":"'Phoenix TMY 3'!$D$5","v":2019},"08","16","05","08/16/2019 05:00","2019-08-15T22:00:00",96.764]
["20130816:0800",32.93,31.42,0,{"v":0,"d":"0.00"},0,{"v":392.4,"d":"392.40"},1.48,145,97037,{"$f":"'Phoenix TMY 3'!$D$5","v":2019},"08","16","08","08/16/2019 08:00","2019-08-16T01:00:00",91.274]
["20130816:0900",32.07,33.42,0,{"v":0,"d":"0.00"},0,388.92,1.13,139,97050,{"$f":"'Phoenix TMY 3'!$D$5","v":2019},"08","16","09","08/16/2019 09:00","2019-08-16T02:00:00",89.726]
["20130816:1200",31.57,34.35,0,{"v":0,"d":"0.00"},0,384.13,1.48,122,97120,{"$f":"'Phoenix TMY 3'!$D$5","v":2019},"08","16","12","08/16/2019 12:00","2019-08-16T05:00:00",88.826]
["20130816:1500",36.02,24.72,287,271.91,169,398.87,3.55,112,97194,{"$f":"'Phoenix TMY 3'!$D$5","v":2019},"08","16","15","08/16/2019 15:00","2019-08-16T08:00:00",96.83600000000001]
["20130816:2000",42.28,16.05,951,881.46,126,434.15,2.59,114,97075,{"$f":"'Phoenix TMY 3'!$D$5","v":2019},"08","16","20","08/16/2019 20:00","2019-08-16T13:00:00",108.104]
["20130816:2300",41.75,18.07,600,785.69,104,{"v":435.4,"d":"435.40"},1.23,102,97008,{"$f":"'Phoenix TMY 3'!$D$5","v":2019},"08","16","23","08/16/2019 23:00","2019-08-16T16:00:00",107.15]
["20130817:0200",40.05,20.62,13,{"v":0,"d":"0.00"},13,{"v":418.7,"d":"418.70"},2.46,114,96931,{"$f":"'Phoenix TMY 3'!$D$5","v":2019},"08","17","02","08/17/2019 02:00","2019-08-16T19:00:00",104.09]
["20130817:0600",35.12,31.86,0,{"v":0,"d":"0.00"},0,403.37,2.08,152,97040,{"$f":"'Phoenix TMY 3'!$D$5","v":2019},"08","17","06","08/17/2019 06:00","2019-08-16T23:00:00",95.216]
["20130817:0900",32.05,39.58,0,{"v":0,"d":"0.00"},0,{"v":391.8,"d":"391.80"},2.89,151,97069,{"$f":"'Phoenix TMY 3'!$D$5","v":2019},"08","17","09","08/17/2019 09:00","2019-08-17T02:00:00",89.69]
["20130817:1000",31.31,40.58,0,{"v":0,"d":"0.00"},0,{"v":389,"d":"389.00"},2.51,148,97091,{"$f":"'Phoenix TMY 3'!$D$5","v":2019},"08","17","10","08/17/2019 10:00","2019-08-17T03:00:00",88.358]
["20130817:1600",37.03,{"v":22.6,"d":"22.60"},483,394.13,240,398.83,0.87,110,97226,{"$f":"'Phoenix TMY 3'!$D$5","v":2019},"08","17","16","08/17/2019 16:00","2019-08-17T09:00:00",98.65400000000001]
["20130817:1700",39.02,19.82,752,831.04,114,406.25,0.61,102,97191,{"$f":"'Phoenix TMY 3'!$D$5","v":2019},"08","17","17","08/17/2019 17:00","2019-08-17T10:00:00",102.236]
["20130817:2100",41.89,16.55,884,866.03,121,414.12,2.82,155,96941,{"$f":"'Phoenix TMY 3'!$D$5","v":2019},"08","17","21","08/17/2019 21:00","2019-08-17T14:00:00",107.402]
["20130818:0000",40.66,20.09,393,693.59,86,417.58,1.85,191,96832,{"$f":"'Phoenix TMY 3'!$D$5","v":2019},"08","18","00","08/18/2019 00:00","2019-08-17T17:00:00",105.188]
["20130818:0400",37.09,31.59,0,{"v":0,"d":"0.00"},0,411.85,3.42,222,96864,{"$f":"'Phoenix TMY 3'!$D$5","v":2019},"08","18","04","08/18/2019 04:00","2019-08-17T21:00:00",98.76200000000001]
["20130818:0700",34.44,37.09,0,{"v":0,"d":"0.00"},0,404.78,3.23,193,96931,{"$f":"'Phoenix TMY 3'!$D$5","v":2019},"08","18","07","08/18/2019 07:00","2019-08-18",93.99199999999999]
["20130818:1000",32.06,40.85,0,{"v":0,"d":"0.00"},0,{"v":394,"d":"394.00"},2.34,127,96960,{"$f":"'Phoenix TMY 3'!$D$5","v":2019},"08","18","10","08/18/2019 10:00","2019-08-18T03:00:00",89.708]
["20130818:1300",31.87,35.62,0,{"v":0,"d":"0.00"},0,397.03,1.77,87,97117,{"$f":"'Phoenix TMY 3'!$D$5","v":2019},"08","18","13","08/18/2019 13:00","2019-08-18T06:00:00",89.366]
["20130818:1500",34.35,28.75,153,11.62,148,403.37,1.31,116,97184,{"$f":"'Phoenix TMY 3'!$D$5","v":2019},"08","18","15","08/18/2019 15:00","2019-08-18T08:00:00",93.83000000000001]
["20130818:1800",39.44,20.58,880,{"v":868.8,"d":"868.80"},121,412.75,1.09,197,97117,{"$f":"'Phoenix TMY 3'!$D$5","v":2019},"08","18","18","08/18/2019 18:00","2019-08-18T11:00:00",102.992]
["20130818:2200",39.37,21.67,764,839.58,114,421.38,1.63,232,96995,{"$f":"'Phoenix TMY 3'!$D$5","v":2019},"08","18","22","08/18/2019 22:00","2019-08-18T15:00:00",102.866]
["20130819:0100",37.75,24.31,105,76.76,87,414.12,2.71,224,96899,{"$f":"'Phoenix TMY 3'!$D$5","v":2019},"08","19","01","08/19/2019 01:00","2019-08-18T18:00:00",99.95]
["20130819:0500",34.63,36.65,0,{"v":0,"d":"0.00"},0,{"v":406.8,"d":"406.80"},4.37,223,97104,{"$f":"'Phoenix TMY 3'!$D$5","v":2019},"08","19","05","08/19/2019 05:00","2019-08-18T22:00:00",94.334]
["20130819:0800",32.12,44.24,0,{"v":0,"d":"0.00"},0,398.75,0.59,230,97143,{"$f":"'Phoenix TMY 3'!$D$5","v":2019},"08","19","08","08/19/2019 08:00","2019-08-19T01:00:00",89.816]
["20130819:1000",30.86,44.87,0,{"v":0,"d":"0.00"},0,394.68,1.59,149,97143,{"$f":"'Phoenix TMY 3'!$D$5","v":2019},"08","19","10","08/19/2019 10:00","2019-08-19T03:00:00",87.548]
["20130819:1300",31.42,41.79,0,{"v":0,"d":"0.00"},0,393.32,1.54,119,97213,{"$f":"'Phoenix TMY 3'!$D$5","v":2019},"08","19","13","08/19/2019 13:00","2019-08-19T06:00:00",88.55600000000001]
["20130819:1600",{"v":35.9,"d":"35.90"},29.69,149,{"v":0,"d":"0.00"},149,406.48,1.04,178,97216,{"$f":"'Phoenix TMY 3'!$D$5","v":2019},"08","19","16","08/19/2019 16:00","2019-08-19T09:00:00",96.62]
["20130819:2000",40.48,23.21,944,882.92,123,420.45,2.34,241,97047,{"$f":"'Phoenix TMY 3'!$D$5","v":2019},"08","19","20","08/19/2019 20:00","2019-08-19T13:00:00",104.86399999999999]
["20130819:2300",40.89,22.79,592,787.26,102,416.05,1.67,268,96950,{"$f":"'Phoenix TMY 3'!$D$5","v":2019},"08","19","23","08/19/2019 23:00","2019-08-19T16:00:00",105.602]
["20130820:0200",38.45,26.92,7,{"v":0,"d":"0.00"},7,419.05,1.89,251,96768,{"$f":"'Phoenix TMY 3'!$D$5","v":2019},"08","20","02","08/20/2019 02:00","2019-08-19T19:00:00",101.21000000000001]
["20130820:0700",33.65,{"v":39.3,"d":"39.30"},0,{"v":0,"d":"0.00"},0,397.07,2.83,238,96893,{"$f":"'Phoenix TMY 3'!$D$5","v":2019},"08","20","07","08/20/2019 07:00","2019-08-20",92.57]
["20130820:1000",31.48,43.31,0,{"v":0,"d":"0.00"},0,382.28,1.74,200,96890,{"$f":"'Phoenix TMY 3'!$D$5","v":2019},"08","20","10","08/20/2019 10:00","2019-08-20T03:00:00",88.664]
["20130820:1300",{"v":31.7,"d":"31.70"},39.26,0,{"v":0,"d":"0.00"},0,{"v":380.4,"d":"380.40"},1.37,181,97027,{"$f":"'Phoenix TMY 3'!$D$5","v":2019},"08","20","13","08/20/2019 13:00","2019-08-20T06:00:00",89.06]
["20130820:1400",32.15,36.73,162,480.13,56,381.55,1.49,179,97095,{"$f":"'Phoenix TMY 3'!$D$5","v":2019},"08","20","14","08/20/2019 14:00","2019-08-20T07:00:00",89.87]
["20130820:1700",38.53,22.62,755,843.11,112,{"v":404.8,"d":"404.80"},0.91,260,97037,{"$f":"'Phoenix TMY 3'!$D$5","v":2019},"08","20","17","08/20/2019 17:00","2019-08-20T10:00:00",101.354]
["20130820:2100",41.89,{"v":16.2,"d":"16.20"},890,882.19,119,409.63,2.54,258,96810,{"$f":"'Phoenix TMY 3'!$D$5","v":2019},"08","20","21","08/20/2019 21:00","2019-08-20T14:00:00",107.402]
["20130821:0000",40.76,16.72,311,356.26,157,{"v":404.8,"d":"404.80"},1.88,252,96736,{"$f":"'Phoenix TMY 3'!$D$5","v":2019},"08","21","00","08/21/2019 00:00",{"$f":"(DATEVALUE(O5586)+TIMEVALUE(O5586))+($P$16/24)","v":"2019-08-20T17:00:00"},105.368]
["20130821:0400",36.62,21.47,0,{"v":0,"d":"0.00"},0,390.47,4.23,239,96806,{"$f":"'Phoenix TMY 3'!$D$5","v":2019},"08","21","04","08/21/2019 04:00","2019-08-20T21:00:00",97.916]
["20130821:0800",33.05,27.29,0,{"v":0,"d":"0.00"},0,{"v":383.3,"d":"383.30"},2.61,244,96874,{"$f":"'Phoenix TMY 3'!$D$5","v":2019},"08","21","08","08/21/2019 08:00","2019-08-21T01:00:00",91.49]
["20130821:1100",30.91,31.24,0,{"v":0,"d":"0.00"},0,379.25,0.72,223,96893,{"$f":"'Phoenix TMY 3'!$D$5","v":2019},"08","21","11","08/21/2019 11:00","2019-08-21T04:00:00",87.638]
["20130821:1400",31.56,32.96,5,{"v":0,"d":"0.00"},5,389.45,1.05,129,97239,{"$f":"'Phoenix TMY 3'!$D$5","v":2019},"08","21","14","08/21/2019 14:00","2019-08-21T07:00:00",88.80799999999999]
["20130821:1500",{"v":33.3,"d":"33.30"},29.65,81,{"v":0,"d":"0.00"},81,397.87,1.14,130,97242,{"$f":"'Phoenix TMY 3'!$D$5","v":2019},"08","21","15","08/21/2019 15:00","2019-08-21T08:00:00",91.94]
["20130821:1800",37.39,21.65,283,16.12,269,412.73,1.57,87,97191,{"$f":"'Phoenix TMY 3'!$D$5","v":2019},"08","21","18","08/21/2019 18:00","2019-08-21T11:00:00",99.302]
["20130821:2200",38.78,18.97,250,13.06,240,412.67,2.59,333,96979,{"$f":"'Phoenix TMY 3'!$D$5","v":2019},"08","21","22","08/21/2019 22:00","2019-08-21T15:00:00",101.804]
["20130822:0100",37.76,20.59,80,13.46,77,{"v":412.3,"d":"412.30"},1.86,350,96938,{"$f":"'Phoenix TMY 3'!$D$5","v":2019},"08","22","01","08/22/2019 01:00","2019-08-21T18:00:00",99.968]
["20130822:0500",33.91,29.42,0,{"v":0,"d":"0.00"},0,395.05,2.01,16,97095,{"$f":"'Phoenix TMY 3'!$D$5","v":2019},"08","22","05","08/22/2019 05:00","2019-08-21T22:00:00",93.038]
["20130822:0900",31.08,38.21,0,{"v":0,"d":"0.00"},0,381.12,1.78,27,97130,{"$f":"'Phoenix TMY 3'!$D$5","v":2019},"08","22","09","08/22/2019 09:00","2019-08-22T02:00:00",87.94399999999999]
["20130822:1200",30.04,45.06,0,{"v":0,"d":"0.00"},0,384.87,1.48,36,97191,{"$f":"'Phoenix TMY 3'!$D$5","v":2019},"08","22","12","08/22/2019 12:00","2019-08-22T05:00:00",86.072]
["20130822:1300",30.62,42.77,0,{"v":0,"d":"0.00"},0,390.78,1.13,50,97239,{"$f":"'Phoenix TMY 3'!$D$5","v":2019},"08","22","13","08/22/2019 13:00","2019-08-22T06:00:00",87.116]
["20130822:1600",34.64,30.26,265,37.84,242,401.77,1.65,18,97280,{"$f":"'Phoenix TMY 3'!$D$5","v":2019},"08","22","16","08/22/2019 16:00","2019-08-22T09:00:00",94.352]
["20130822:1900",{"v":37.3,"d":"37.30"},{"v":22.4,"d":"22.40"},736,{"v":374,"d":"374.00"},391,413.37,1.82,300,97168,{"$f":"'Phoenix TMY 3'!$D$5","v":2019},"08","22","19","08/22/2019 19:00","2019-08-22T12:00:00",99.14]
["20130822:2200",37.53,21.64,579,301.42,349,{"v":420.2,"d":"420.20"},2.47,257,97018,{"$f":"'Phoenix TMY 3'!$D$5","v":2019},"08","22","22","08/22/2019 22:00","2019-08-22T15:00:00",99.554]
["20130823:0300",35.04,26.24,0,{"v":0,"d":"0.00"},0,409.18,2.39,238,96938,{"$f":"'Phoenix TMY 3'!$D$5","v":2019},"08","23","03","08/23/2019 03:00","2019-08-22T20:00:00",95.072]
["20130823:0600",32.53,36.07,0,{"v":0,"d":"0.00"},0,395.08,{"v":1.9,"d":"1.90"},235,96992,{"$f":"'Phoenix TMY 3'!$D$5","v":2019},"08","23","06","08/23/2019 06:00","2019-08-22T23:00:00",90.554]
["20130823:1000",29.58,52.76,0,{"v":0,"d":"0.00"},0,381.75,0.98,314,96979,{"$f":"'Phoenix TMY 3'!$D$5","v":2019},"08","23","10","08/23/2019 10:00","2019-08-23T03:00:00",85.244]
["20130823:1300",29.11,47.23,0,{"v":0,"d":"0.00"},0,380.05,0.91,274,97066,{"$f":"'Phoenix TMY 3'!$D$5","v":2019},"08","23","13","08/23/2019 13:00","2019-08-23T06:00:00",84.398]
["20130823:1400",29.25,42.55,29,{"v":0,"d":"0.00"},29,380.15,0.91,233,97114,{"$f":"'Phoenix TMY 3'!$D$5","v":2019},"08","23","14","08/23/2019 14:00","2019-08-23T07:00:00",84.65]
["20130823:1700",34.59,{"v":27.7,"d":"27.70"},150,2.64,148,{"v":406.9,"d":"406.90"},1.93,249,97056,{"$f":"'Phoenix TMY 3'!$D$5","v":2019},{"$f":"MID(A5651,5,2)","v":"08"},{"$f":"MID(A5651,7,2)","v":"23"},{"$f":"MID(A5651,10,2)","v":"17"},{"$f":"L5651&\"/\"&M5651&\"/\"&K5651&\" \"&N5651&\":00\"","v":"08/23/2019 17:00"},"2019-08-23T10:00:00",{"$f":"((9/5)*B5651)+32","v":94.262}]
["20130823:2300",37.36,26.27,576,784.16,98,{"v":427.8,"d":"427.80"},2.99,276,96768,{"$f":"'Phoenix TMY 3'!$D$5","v":2019},"08","23","23","08/23/2019 23:00","2019-08-23T16:00:00",99.248]
["20130824:0100",35.96,{"v":27.4,"d":"27.40"},159,488.55,54,414.47,1.49,287,96698,{"$f":"'Phoenix TMY 3'!$D$5","v":2019},"08","24","01","08/24/2019 01:00","2019-08-23T18:00:00",96.72800000000001]
["20130824:0400",33.59,32.89,0,{"v":0,"d":"0.00"},0,{"v":405.8,"d":"405.80"},1.93,237,96746,{"$f":"'Phoenix TMY 3'!$D$5","v":2019},"08","24","04","08/24/2019 04:00","2019-08-23T21:00:00",92.46200000000002]
["20130824:0700",31.32,38.06,0,{"v":0,"d":"0.00"},0,404.63,2.07,187,96845,{"$f":"'Phoenix TMY 3'!$D$5","v":2019},"08","24","07","08/24/2019 07:00","2019-08-24",88.376]
["20130824:1100",27.97,49.55,0,{"v":0,"d":"0.00"},0,{"v":399.6,"d":"399.60"},{"v":0.8,"d":"0.80"},191,97018,{"$f":"'Phoenix TMY 3'!$D$5","v":2019},"08","24","11","08/24/2019 11:00","2019-08-24T04:00:00",82.346]
["20130824:1400",28.14,63.47,101,112.99,77,390.65,1.35,170,97267,{"$f":"'Phoenix TMY 3'!$D$5","v":2019},"08","24","14","08/24/2019 14:00","2019-08-24T07:00:00",82.652]
["20130824:1500",{"v":29.1,"d":"29.10"},61.37,80,{"v":0,"d":"0.00"},80,{"v":399.6,"d":"399.60"},1.55,165,97280,{"$f":"'Phoenix TMY 3'!$D$5","v":2019},"08","24","15","08/24/2019 15:00","2019-08-24T08:00:00",84.38]
["20130824:2000",33.33,53.86,928,881.75,118,439.85,3.49,208,97123,{"$f":"'Phoenix TMY 3'!$D$5","v":2019},"08","24","20","08/24/2019 20:00","2019-08-24T13:00:00",91.994]
["20130824:2200",32.86,{"v":53,"d":"53.00"},560,274.75,352,433.38,2.28,226,97059,{"$f":"'Phoenix TMY 3'!$D$5","v":2019},"08","24","22","08/24/2019 22:00","2019-08-24T15:00:00",91.148]
["20130825:0200",32.57,58.53,0,{"v":0,"d":"0.00"},0,418.45,4.21,193,97008,{"$f":"'Phoenix TMY 3'!$D$5","v":2019},"08","25","02","08/25/2019 02:00","2019-08-24T19:00:00",90.626]
["20130825:0500",29.86,59.86,0,{"v":0,"d":"0.00"},0,{"v":416,"d":"416.00"},{"v":2,"d":"2.00"},196,97200,{"$f":"'Phoenix TMY 3'!$D$5","v":2019},"08","25","05","08/25/2019 05:00","2019-08-24T22:00:00",85.74799999999999]
["20130825:0900",26.15,81.14,0,{"v":0,"d":"0.00"},0,410.73,0.82,136,97376,{"$f":"'Phoenix TMY 3'!$D$5","v":2019},"08","25","09","08/25/2019 09:00","2019-08-25T02:00:00",79.07]
["20130825:1200",24.48,{"v":89.7,"d":"89.70"},0,{"v":0,"d":"0.00"},0,409.17,1.31,53,97488,{"$f":"'Phoenix TMY 3'!$D$5","v":2019},"08","25","12","08/25/2019 12:00","2019-08-25T05:00:00",76.064]
["20130825:1500",26.55,78.77,19,{"v":0,"d":"0.00"},19,413.22,2.53,20,97511,{"$f":"'Phoenix TMY 3'!$D$5","v":2019},"08","25","15","08/25/2019 15:00","2019-08-25T08:00:00",79.78999999999999]
["20130825:1700",27.97,70.42,357,47.77,321,417.85,3.67,60,97517,{"$f":"'Phoenix TMY 3'!$D$5","v":2019},"08","25","17","08/25/2019 17:00","2019-08-25T10:00:00",82.346]
["20130825:2000",31.36,61.28,100,{"v":0,"d":"0.00"},100,424.05,5.17,87,97354,{"$f":"'Phoenix TMY 3'!$D$5","v":2019},"08","25","20","08/25/2019 20:00","2019-08-25T13:00:00",88.44800000000001]
["20130825:2300",30.76,60.71,175,4.98,172,419.05,4.55,105,97315,{"$f":"'Phoenix TMY 3'!$D$5","v":2019},"08","25","23","08/25/2019 23:00","2019-08-25T16:00:00",87.368]
["20130826:0300",28.81,71.02,0,{"v":0,"d":"0.00"},0,{"v":398.2,"d":"398.20"},3.59,33,97322,{"$f":"'Phoenix TMY 3'!$D$5","v":2019},"08","26","03","08/26/2019 03:00","2019-08-25T20:00:00",83.858]
["20130826:0600",27.61,75.25,0,{"v":0,"d":"0.00"},0,395.77,3.07,48,97341,{"$f":"'Phoenix TMY 3'!$D$5","v":2019},"08","26","06","08/26/2019 06:00","2019-08-25T23:00:00",81.69800000000001]
["20130826:1000",25.77,78.66,0,{"v":0,"d":"0.00"},0,{"v":389.7,"d":"389.70"},1.58,84,97303,{"$f":"'Phoenix TMY 3'!$D$5","v":2019},"08","26","10","08/26/2019 10:00","2019-08-26T03:00:00",78.386]
["20130826:1300",26.36,{"v":74.3,"d":"74.30"},0,{"v":0,"d":"0.00"},0,389.27,1.43,73,97360,{"$f":"'Phoenix TMY 3'!$D$5","v":2019},"08","26","13","08/26/2019 13:00","2019-08-26T06:00:00",79.44800000000001]
["20130826:1400",26.87,71.63,117,225.75,70,389.45,1.56,64,97392,{"$f":"'Phoenix TMY 3'!$D$5","v":2019},"08","26","14","08/26/2019 14:00","2019-08-26T07:00:00",80.366]
["20130826:1800",{"v":32.9,"d":"32.90"},{"v":46.2,"d":"46.20"},680,384.31,350,{"v":409.9,"d":"409.90"},1.36,123,97264,{"$f":"'Phoenix TMY 3'!$D$5","v":2019},"08","26","18","08/26/2019 18:00","2019-08-26T11:00:00",91.22]
["20130826:2100",33.13,50.64,657,284.35,413,415.22,1.26,155,97207,{"$f":"'Phoenix TMY 3'!$D$5","v":2019},"08","26","21","08/26/2019 21:00","2019-08-26T14:00:00",91.63400000000001]
["20130827:0100",{"v":31.7,"d":"31.70"},58.35,147,489.16,48,410.05,1.74,303,97111,{"$f":"'Phoenix TMY 3'!$D$5","v":2019},"08","27","01","08/27/2019 01:00","2019-08-26T18:00:00",89.06]
["20130827:0400",31.06,62.41,0,{"v":0,"d":"0.00"},0,405.98,1.61,8,97082,{"$f":"'Phoenix TMY 3'!$D$5","v":2019},"08","27","04","08/27/2019 04:00","2019-08-26T21:00:00",87.908]
["20130827:0700",29.61,69.56,0,{"v":0,"d":"0.00"},0,397.37,1.45,33,97034,{"$f":"'Phoenix TMY 3'!$D$5","v":2019},"08","27","07","08/27/2019 07:00","2019-08-27",85.298]
["20130827:1100",27.21,77.64,0,{"v":0,"d":"0.00"},0,388.65,1.38,75,96941,{"$f":"'Phoenix TMY 3'!$D$5","v":2019},"08","27","11","08/27/2019 11:00","2019-08-27T04:00:00",80.97800000000001]
["20130827:1500",29.78,56.97,306,409.11,137,387.17,2.13,93,97098,{"$f":"'Phoenix TMY 3'!$D$5","v":2019},"08","27","15","08/27/2019 15:00","2019-08-27T08:00:00",85.60400000000001]
["20130827:1800",35.08,37.76,864,887.18,104,{"v":398.3,"d":"398.30"},2.97,137,97027,{"$f":"'Phoenix TMY 3'!$D$5","v":2019},"08","27","18","08/27/2019 18:00","2019-08-27T11:00:00",95.144]
["20130827:1900",{"v":35.9,"d":"35.90"},35.43,930,902.73,107,{"v":397.8,"d":"397.80"},3.72,151,96970,{"$f":"'Phoenix TMY 3'!$D$5","v":2019},"08","27","19","08/27/2019 19:00","2019-08-27T12:00:00",96.62]
["20130827:2200",36.59,33.98,736,854.76,97,398.73,2.48,194,96842,{"$f":"'Phoenix TMY 3'!$D$5","v":2019},"08","27","22","08/27/2019 22:00","2019-08-27T15:00:00",97.86200000000001]
["20130828:0200",33.95,37.55,0,{"v":0,"d":"0.00"},0,388.25,4.61,288,96758,{"$f":"'Phoenix TMY 3'!$D$5","v":2019},"08","28","02","08/28/2019 02:00","2019-08-27T19:00:00",93.11000000000001]
["20130828:0500",31.97,55.24,0,{"v":0,"d":"0.00"},0,390.55,{"v":2.7,"d":"2.70"},344,96826,{"$f":"'Phoenix TMY 3'!$D$5","v":2019},"08","28","05","08/28/2019 05:00","2019-08-27T22:00:00",89.54599999999999]
["20130828:0800",29.95,63.89,0,{"v":0,"d":"0.00"},0,393.45,2.23,125,96835,{"$f":"'Phoenix TMY 3'!$D$5","v":2019},"08","28","08","08/28/2019 08:00","2019-08-28T01:00:00",85.91]
["20130828:1200",29.52,58.48,0,{"v":0,"d":"0.00"},0,389.47,3.26,119,96934,{"$f":"'Phoenix TMY 3'!$D$5","v":2019},"08","28","12","08/28/2019 12:00","2019-08-28T05:00:00",85.136]
["20130828:1600",34.37,{"v":33.5,"d":"33.50"},562,796.12,87,396.13,4.76,118,96998,{"$f":"'Phoenix TMY 3'!$D$5","v":2019},"08","28","16","08/28/2019 16:00","2019-08-28T09:00:00",93.866]
["20130828:1900",36.47,25.06,921,896.23,106,409.45,5.54,134,96861,{"$f":"'Phoenix TMY 3'!$D$5","v":2019},"08","28","19","08/28/2019 19:00","2019-08-28T12:00:00",97.646]
["20130828:2000",36.95,23.55,920,896.99,105,{"v":413.1,"d":"413.10"},5.56,138,96797,{"$f":"'Phoenix TMY 3'!$D$5","v":2019},"08","28","20","08/28/2019 20:00","2019-08-28T13:00:00",98.51]
["20130828:2300",37.38,23.62,555,792.31,86,419.05,2.86,150,96730,{"$f":"'Phoenix TMY 3'!$D$5","v":2019},"08","28","23","08/28/2019 23:00","2019-08-28T16:00:00",99.284]
["20130829:0300",32.31,39.31,0,{"v":0,"d":"0.00"},0,398.45,4.27,170,97098,{"$f":"'Phoenix TMY 3'!$D$5","v":2019},"08","29","03","08/29/2019 03:00","2019-08-28T20:00:00",90.15800000000002]
["20130829:0600",30.16,50.72,0,{"v":0,"d":"0.00"},0,384.92,2.32,163,97290,{"$f":"'Phoenix TMY 3'!$D$5","v":2019},"08","29","06","08/29/2019 06:00","2019-08-28T23:00:00",86.28800000000001]
["20130829:0900",28.06,60.17,0,{"v":0,"d":"0.00"},0,383.25,1.77,167,97408,{"$f":"'Phoenix TMY 3'!$D$5","v":2019},"08","29","09","08/29/2019 09:00","2019-08-29T02:00:00",82.508]
["20130829:1400",27.27,56.81,107,183.31,70,386.85,0.21,152,97594,{"$f":"'Phoenix TMY 3'!$D$5","v":2019},"08","29","14","08/29/2019 14:00","2019-08-29T07:00:00",81.086]
["20130829:1700",31.13,43.68,551,276.18,345,422.05,2.37,173,97594,{"$f":"'Phoenix TMY 3'!$D$5","v":2019},"08","29","17","08/29/2019 17:00","2019-08-29T10:00:00",88.03399999999999]
["20130829:1800",32.17,41.51,588,191.22,425,424.42,2.24,174,97527,{"$f":"'Phoenix TMY 3'!$D$5","v":2019},"08","29","18","08/29/2019 18:00","2019-08-29T11:00:00",89.906]
["20130829:2100",34.07,37.79,842,872.49,101,432.55,2.59,170,97380,{"$f":"'Phoenix TMY 3'!$D$5","v":2019},"08","29","21","08/29/2019 21:00","2019-08-29T14:00:00",93.326]
["20130830:0000",32.82,45.18,102,{"v":0,"d":"0.00"},102,432.67,3.18,162,97421,{"$f":"'Phoenix TMY 3'!$D$5","v":2019},"08","30","00","08/30/2019 00:00","2019-08-29T17:00:00",91.076]
["20130830:0400",29.91,64.26,0,{"v":0,"d":"0.00"},0,{"v":411.1,"d":"411.10"},1.84,89,97600,{"$f":"'Phoenix TMY 3'!$D$5","v":2019},"08","30","04","08/30/2019 04:00","2019-08-29T21:00:00",85.838]
["20130830:0600",28.92,70.85,0,{"v":0,"d":"0.00"},0,402.22,1.67,52,97632,{"$f":"'Phoenix TMY 3'!$D$5","v":2019},"08","30","06","08/30/2019 06:00","2019-08-29T23:00:00",84.05600000000001]
["20130830:1100",26.61,79.73,0,{"v":0,"d":"0.00"},0,388.25,1.28,55,97613,{"$f":"'Phoenix TMY 3'!$D$5","v":2019},"08","30","11","08/30/2019 11:00","2019-08-30T04:00:00",79.898]
["20130830:1500",29.23,64.88,260,248.07,159,{"v":400.9,"d":"400.90"},0.65,54,97687,{"$f":"'Phoenix TMY 3'!$D$5","v":2019},"08","30","15","08/30/2019 15:00","2019-08-30T08:00:00",84.614]
["20130830:1800",31.17,62.47,659,299.91,404,408.88,0.84,0,97591,{"$f":"'Phoenix TMY 3'!$D$5","v":2019},"08","30","18","08/30/2019 18:00","2019-08-30T11:00:00",88.106]
["20130830:1900",30.93,{"v":64.9,"d":"64.90"},736,347.11,422,406.77,0.78,321,97559,{"$f":"'Phoenix TMY 3'!$D$5","v":2019},"08","30","19","08/30/2019 19:00","2019-08-30T12:00:00",87.674]
["20130830:2200",30.93,67.81,567,{"v":366.1,"d":"366.10"},297,405.18,3.67,286,97476,{"$f":"'Phoenix TMY 3'!$D$5","v":2019},"08","30","22","08/30/2019 22:00","2019-08-30T15:00:00",87.674]
["20130831:0300",29.41,64.32,0,{"v":0,"d":"0.00"},0,398.43,1.43,330,97472,{"$f":"'Phoenix TMY 3'!$D$5","v":2019},"08","31","03","08/31/2019 03:00","2019-08-30T20:00:00",84.938]
["20130831:0600",28.06,75.44,0,{"v":0,"d":"0.00"},0,395.35,1.39,349,97447,{"$f":"'Phoenix TMY 3'!$D$5","v":2019},"08","31","06","08/31/2019 06:00","2019-08-30T23:00:00",82.508]
["20130831:0900",26.69,{"v":83,"d":"83.00"},0,{"v":0,"d":"0.00"},0,384.88,1.18,20,97402,{"$f":"'Phoenix TMY 3'!$D$5","v":2019},"08","31","09","08/31/2019 09:00","2019-08-31T02:00:00",80.042]
["20130831:1200",26.46,83.67,0,{"v":0,"d":"0.00"},0,385.32,0.69,72,97405,{"$f":"'Phoenix TMY 3'!$D$5","v":2019},"08","31","12","08/31/2019 12:00","2019-08-31T05:00:00",79.628]
["20130831:1600",29.37,75.84,384,203.13,264,408.52,{"v":2.4,"d":"2.40"},230,97437,{"$f":"'Phoenix TMY 3'!$D$5","v":2019},"08","31","16","08/31/2019 16:00",{"$f":"(DATEVALUE(O5842)+TIMEVALUE(O5842))+($P$16/24)","v":"2019-08-31T09:00:00"},84.866]
["20130831:1900",31.07,67.04,909,{"v":890.1,"d":"890.10"},106,{"v":406.3,"d":"406.30"},2.46,278,97348,{"$f":"'Phoenix TMY 3'!$D$5","v":2019},"08","31","19","08/31/2019 19:00","2019-08-31T12:00:00",87.926]
["20130831:2000",31.64,{"v":64.1,"d":"64.10"},907,889.54,106,405.56,2.48,279,97315,{"$f":"'Phoenix TMY 3'!$D$5","v":2019},"08","31","20","08/31/2019 20:00","2019-08-31T13:00:00",88.952]
["20070901:0000",33.91,52.36,333,642.64,83,{"v":402.6,"d":"402.60"},2.56,20,96973,{"$f":"'Phoenix TMY 3'!$D$5","v":2019},"09","01","00","09/01/2019 00:00","2019-08-31T17:00:00",93.038]
["20070901:0300",35.61,43.56,0,{"v":0,"d":"0.00"},0,400.38,2.61,26,96902,{"$f":"'Phoenix TMY 3'!$D$5","v":2019},"09","01","03","09/01/2019 03:00","2019-08-31T20:00:00",96.098]
["20070901:0700",37.87,31.82,0,{"v":0,"d":"0.00"},0,397.42,2.69,54,96909,{"$f":"'Phoenix TMY 3'!$D$5","v":2019},"09","01","07","09/01/2019 07:00","2019-09-01",100.166]
["20070901:1000",31.07,49.44,0,{"v":0,"d":"0.00"},0,{"v":379.3,"d":"379.30"},2.36,75,96886,{"$f":"'Phoenix TMY 3'!$D$5","v":2019},"09","01","10","09/01/2019 10:00","2019-09-01T03:00:00",87.926]
["20070901:1400",33.02,{"v":39.8,"d":"39.80"},80,56.28,69,{"v":382.8,"d":"382.80"},2.51,85,97114,{"$f":"'Phoenix TMY 3'!$D$5","v":2019},"09","01","14","09/01/2019 14:00","2019-09-01T07:00:00",91.436]
["20070901:1700",39.79,24.38,460,140.59,356,{"v":415.8,"d":"415.80"},2.37,96,97085,{"$f":"'Phoenix TMY 3'!$D$5","v":2019},"09","01","17","09/01/2019 17:00","2019-09-01T10:00:00",103.622]
["20070901:2000",42.24,21.03,784,533.62,305,436.05,2.18,77,96950,{"$f":"'Phoenix TMY 3'!$D$5","v":2019},"09","01","20","09/01/2019 20:00","2019-09-01T13:00:00",108.03200000000001]
["20070901:2100",41.97,{"v":21,"d":"21.00"},838,858.39,117,433.25,2.22,90,96902,{"$f":"'Phoenix TMY 3'!$D$5","v":2019},"09","01","21","09/01/2019 21:00","2019-09-01T14:00:00",107.546]
["20070902:0100",40.04,{"v":24.2,"d":"24.20"},75,62.58,64,414.92,3.79,117,96768,{"$f":"'Phoenix TMY 3'!$D$5","v":2019},"09","02","01","09/02/2019 01:00","2019-09-01T18:00:00",104.072]
["20070902:0400",36.81,33.56,0,{"v":0,"d":"0.00"},0,405.52,{"v":3.9,"d":"3.90"},114,96877,{"$f":"'Phoenix TMY 3'!$D$5","v":2019},"09","02","04","09/02/2019 04:00","2019-09-01T21:00:00",98.25800000000001]
["20070902:0800",32.51,40.31,0,{"v":0,"d":"0.00"},0,388.75,2.84,86,96979,{"$f":"'Phoenix TMY 3'!$D$5","v":2019},"09","02","08","09/02/2019 08:00","2019-09-02T01:00:00",90.518]
["20070902:1100",30.38,43.79,0,{"v":0,"d":"0.00"},0,381.35,2.88,78,97008,{"$f":"'Phoenix TMY 3'!$D$5","v":2019},"09","02","11","09/02/2019 11:00","2019-09-02T04:00:00",86.684]
["20070902:1500",34.01,35.18,348,665.74,81,384.37,4.23,88,97191,{"$f":"'Phoenix TMY 3'!$D$5","v":2019},"09","02","15","09/02/2019 15:00","2019-09-02T08:00:00",93.21799999999999]
["20070902:1800",{"v":40.3,"d":"40.30"},22.93,852,870.21,118,403.07,5.75,107,97075,{"$f":"'Phoenix TMY 3'!$D$5","v":2019},"09","02","18","09/02/2019 18:00","2019-09-02T11:00:00",104.53999999999999]
["20070902:2200",42.88,17.09,717,835.11,110,404.13,4.94,104,96806,{"$f":"'Phoenix TMY 3'!$D$5","v":2019},"09","02","22","09/02/2019 22:00","2019-09-02T15:00:00",109.18400000000001]
["20070902:2300",42.89,16.46,540,{"v":771.8,"d":"771.80"},98,{"v":401,"d":"401.00"},{"v":4.8,"d":"4.80"},103,96749,{"$f":"'Phoenix TMY 3'!$D$5","v":2019},"09","02","23","09/02/2019 23:00","2019-09-02T16:00:00",109.202]
["20070903:0200",38.88,23.98,0,{"v":0,"d":"0.00"},0,391.45,3.61,100,96854,{"$f":"'Phoenix TMY 3'!$D$5","v":2019},"09","03","02","09/03/2019 02:00","2019-09-02T19:00:00",101.98400000000001]
["20070903:0600",35.37,26.96,0,{"v":0,"d":"0.00"},0,372.08,3.91,90,97053,{"$f":"'Phoenix TMY 3'!$D$5","v":2019},"09","03","06","09/03/2019 06:00","2019-09-02T23:00:00",95.666]
["20070903:0900",32.92,26.88,0,{"v":0,"d":"0.00"},0,358.37,3.94,95,97075,{"$f":"'Phoenix TMY 3'!$D$5","v":2019},{"$f":"MID(A5907,5,2)","v":"09"},{"$f":"MID(A5907,7,2)","v":"03"},{"$f":"MID(A5907,10,2)","v":"09"},{"$f":"L5907&\"/\"&M5907&\"/\"&K5907&\" \"&N5907&\":00\"","v":"09/03/2019 09:00"},"2019-09-03T02:00:00",{"$f":"((9/5)*B5907)+32","v":91.256}]
["20070903:1200",32.37,25.54,0,{"v":0,"d":"0.00"},0,{"v":354.5,"d":"354.50"},4.38,103,97162,{"$f":"'Phoenix TMY 3'!$D$5","v":2019},"09","03","12","09/03/2019 12:00","2019-09-03T05:00:00",90.26599999999999]
["20070903:1600",38.11,{"v":17.3,"d":"17.30"},560,{"v":788.5,"d":"788.50"},99,{"v":371.5,"d":"371.50"},{"v":5.5,"d":"5.50"},120,97271,{"$f":"'Phoenix TMY 3'!$D$5","v":2019},"09","03","16","09/03/2019 16:00","2019-09-03T09:00:00",100.598]
["20070903:1900",42.02,12.43,926,899.99,121,383.77,4.68,122,97091,{"$f":"'Phoenix TMY 3'!$D$5","v":2019},"09","03","19","09/03/2019 19:00","2019-09-03T12:00:00",107.63600000000001]
["20070903:2300",42.72,11.12,547,789.58,98,375.45,{"v":3.1,"d":"3.10"},115,96826,{"$f":"'Phoenix TMY 3'!$D$5","v":2019},"09","03","23","09/03/2019 23:00","2019-09-03T16:00:00",108.896]
["20070904:0000",{"v":40.9,"d":"40.90"},12.29,336,683.59,79,370.02,2.69,113,96826,{"$f":"'Phoenix TMY 3'!$D$5","v":2019},"09","04","00","09/04/2019 00:00","2019-09-03T17:00:00",105.62]
["20070904:0300",35.95,16.09,0,{"v":0,"d":"0.00"},0,358.95,{"v":2,"d":"2.00"},109,96842,{"$f":"'Phoenix TMY 3'!$D$5","v":2019},"09","04","03","09/04/2019 03:00","2019-09-03T20:00:00",96.71000000000001]
["20070904:0700",31.06,21.21,0,{"v":0,"d":"0.00"},0,357.25,2.29,116,96848,{"$f":"'Phoenix TMY 3'!$D$5","v":2019},"09","04","07","09/04/2019 07:00","2019-09-04",87.908]
["20070904:1000",28.82,25.28,0,{"v":0,"d":"0.00"},0,358.63,2.27,131,96842,{"$f":"'Phoenix TMY 3'!$D$5","v":2019},"09","04","10","09/04/2019 10:00","2019-09-04T03:00:00",83.876]
["20070904:1300",30.19,24.83,0,{"v":0,"d":"0.00"},0,365.32,2.26,157,96909,{"$f":"'Phoenix TMY 3'!$D$5","v":2019},"09","04","13","09/04/2019 13:00","2019-09-04T06:00:00",86.34200000000001]
["20070904:1600",35.53,20.79,376,{"v":197.4,"d":"197.40"},261,390.75,2.37,202,96896,{"$f":"'Phoenix TMY 3'!$D$5","v":2019},"09","04","16","09/04/2019 16:00","2019-09-04T09:00:00",95.95400000000001]
["20070904:2100",40.44,15.83,835,866.22,116,421.78,3.02,236,96585,{"$f":"'Phoenix TMY 3'!$D$5","v":2019},"09","04","21","09/04/2019 21:00","2019-09-04T14:00:00",104.792]
["20070905:0000",38.75,19.04,321,{"v":656.8,"d":"656.80"},77,415.07,3.26,248,96470,{"$f":"'Phoenix TMY 3'!$D$5","v":2019},"09","05","00","09/05/2019 00:00","2019-09-04T17:00:00",101.75]
["20070905:0100",37.58,21.47,90,210.17,56,409.38,3.12,255,96470,{"$f":"'Phoenix TMY 3'!$D$5","v":2019},"09","05","01","09/05/2019 01:00","2019-09-04T18:00:00",99.644]
["20070905:0400",34.24,{"v":32,"d":"32.00"},0,{"v":0,"d":"0.00"},0,{"v":398,"d":"398.00"},2.78,261,96547,{"$f":"'Phoenix TMY 3'!$D$5","v":2019},"09","05","04","09/05/2019 04:00","2019-09-04T21:00:00",93.632]
["20070905:0800",30.13,49.13,0,{"v":0,"d":"0.00"},0,{"v":390.5,"d":"390.50"},2.36,234,96595,{"$f":"'Phoenix TMY 3'!$D$5","v":2019},"09","05","08","09/05/2019 08:00","2019-09-05T01:00:00",86.23400000000001]
["20070905:1100",{"v":28,"d":"28.00"},59.82,0,{"v":0,"d":"0.00"},0,391.55,3.17,208,96691,{"$f":"'Phoenix TMY 3'!$D$5","v":2019},"09","05","11","09/05/2019 11:00","2019-09-05T04:00:00",82.4]
["20070905:1300",28.69,59.63,0,{"v":0,"d":"0.00"},0,394.32,{"v":2.7,"d":"2.70"},197,96781,{"$f":"'Phoenix TMY 3'!$D$5","v":2019},"09","05","13","09/05/2019 13:00","2019-09-05T06:00:00",83.642]
["20070905:1900",34.87,37.54,905,884.07,119,416.25,3.44,228,96749,{"$f":"'Phoenix TMY 3'!$D$5","v":2019},"09","05","19","09/05/2019 19:00","2019-09-05T12:00:00",94.76599999999999]
["20070905:2200",34.76,36.31,706,{"v":835.6,"d":"835.60"},108,{"v":408.1,"d":"408.10"},3.96,236,96688,{"$f":"'Phoenix TMY 3'!$D$5","v":2019},"09","05","22","09/05/2019 22:00","2019-09-05T15:00:00",94.568]
["20070905:2300",34.61,36.45,528,770.85,96,{"v":404,"d":"404.00"},4.08,237,96672,{"$f":"'Phoenix TMY 3'!$D$5","v":2019},"09","05","23","09/05/2019 23:00","2019-09-05T16:00:00",94.298]
["20070906:0200",35.23,34.54,0,{"v":0,"d":"0.00"},0,{"v":406.7,"d":"406.70"},2.72,248,96499,{"$f":"'Phoenix TMY 3'!$D$5","v":2019},"09","06","02","09/06/2019 02:00","2019-09-05T19:00:00",95.41399999999999]
["20070906:0500",32.32,42.83,0,{"v":0,"d":"0.00"},0,{"v":411.4,"d":"411.40"},2.59,226,96672,{"$f":"'Phoenix TMY 3'!$D$5","v":2019},"09","06","05","09/06/2019 05:00","2019-09-05T22:00:00",90.176]
["20070906:0900",29.03,58.01,0,{"v":0,"d":"0.00"},0,407.83,1.47,214,96723,{"$f":"'Phoenix TMY 3'!$D$5","v":2019},"09","06","09","09/06/2019 09:00","2019-09-06T02:00:00",84.254]
["20070906:1400",25.68,67.02,119,362.91,52,403.65,{"v":2.5,"d":"2.50"},235,97104,{"$f":"'Phoenix TMY 3'!$D$5","v":2019},"09","06","14","09/06/2019 14:00","2019-09-06T07:00:00",78.224]
["20070906:1600",28.67,54.09,508,{"v":615.6,"d":"615.60"},152,405.15,2.51,222,97143,{"$f":"'Phoenix TMY 3'!$D$5","v":2019},"09","06","16","09/06/2019 16:00","2019-09-06T09:00:00",83.606]
["20070906:2000",32.34,{"v":44.2,"d":"44.20"},896,880.28,119,410.55,2.21,206,97047,{"$f":"'Phoenix TMY 3'!$D$5","v":2019},"09","06","20","09/06/2019 20:00","2019-09-06T13:00:00",90.21200000000002]
["20070906:2300",31.88,49.92,519,762.29,95,403.95,1.75,177,97104,{"$f":"'Phoenix TMY 3'!$D$5","v":2019},"09","06","23","09/06/2019 23:00","2019-09-06T16:00:00",89.384]
["20070907:0000",31.68,57.58,175,77.25,147,399.02,2.17,227,97168,{"$f":"'Phoenix TMY 3'!$D$5","v":2019},"09","07","00","09/07/2019 00:00","2019-09-06T17:00:00",89.024]
["20070907:0300",30.68,74.66,0,{"v":0,"d":"0.00"},0,389.77,2.37,342,97325,{"$f":"'Phoenix TMY 3'!$D$5","v":2019},"09","07","03","09/07/2019 03:00","2019-09-06T20:00:00",87.224]
["20070907:0600",28.79,80.62,0,{"v":0,"d":"0.00"},0,389.53,0.86,320,97373,{"$f":"'Phoenix TMY 3'!$D$5","v":2019},"09","07","06","09/07/2019 06:00","2019-09-06T23:00:00",83.822]
["20070907:1100",25.76,{"v":90.4,"d":"90.40"},0,{"v":0,"d":"0.00"},0,384.55,0.52,250,97383,{"$f":"'Phoenix TMY 3'!$D$5","v":2019},"09","07","11","09/07/2019 11:00","2019-09-07T04:00:00",78.368]
["20070907:1400",27.06,72.47,98,197.34,62,396.85,1.12,234,97440,{"$f":"'Phoenix TMY 3'!$D$5","v":2019},"09","07","14","09/07/2019 14:00","2019-09-07T07:00:00",80.708]
["20070907:1800",32.02,40.62,836,867.34,115,{"v":408.7,"d":"408.70"},1.98,287,97351,{"$f":"'Phoenix TMY 3'!$D$5","v":2019},"09","07","18","09/07/2019 18:00","2019-09-07T11:00:00",89.63600000000001]
["20070907:2100",33.42,32.76,831,873.57,115,407.57,2.12,322,97223,{"$f":"'Phoenix TMY 3'!$D$5","v":2019},"09","07","21","09/07/2019 21:00","2019-09-07T14:00:00",92.156]
["20070908:0000",33.13,31.25,313,662.31,76,399.98,2.11,36,97152,{"$f":"'Phoenix TMY 3'!$D$5","v":2019},"09","08","00","09/08/2019 00:00","2019-09-07T17:00:00",91.63400000000001]
["20070908:0100",33.19,30.09,103,400.24,44,393.07,1.91,79,97095,{"$f":"'Phoenix TMY 3'!$D$5","v":2019},"09","08","01","09/08/2019 01:00","2019-09-07T18:00:00",91.74199999999999]
["20070908:0400",30.97,32.47,0,{"v":0,"d":"0.00"},0,380.92,1.53,133,97095,{"$f":"'Phoenix TMY 3'!$D$5","v":2019},"09","08","04","09/08/2019 04:00","2019-09-07T21:00:00",87.74600000000001]
["20070908:0800",27.79,39.05,0,{"v":0,"d":"0.00"},0,{"v":367.8,"d":"367.80"},1.41,119,97027,{"$f":"'Phoenix TMY 3'!$D$5","v":2019},"09","08","08","09/08/2019 08:00","2019-09-08T01:00:00",82.02199999999999]
["20070908:1200",26.94,39.46,0,{"v":0,"d":"0.00"},0,365.15,1.29,113,97047,{"$f":"'Phoenix TMY 3'!$D$5","v":2019},"09","08","12","09/08/2019 12:00","2019-09-08T05:00:00",80.492]
["20070908:1500",30.98,29.55,340,671.95,79,376.57,{"v":0.8,"d":"0.80"},64,97114,{"$f":"'Phoenix TMY 3'!$D$5","v":2019},"09","08","15","09/08/2019 15:00","2019-09-08T08:00:00",87.76400000000001]
["20070908:1900",38.14,17.29,917,906.19,119,389.63,0.58,62,96941,{"$f":"'Phoenix TMY 3'!$D$5","v":2019},"09","08","19","09/08/2019 19:00","2019-09-08T12:00:00",100.652]
["20070908:2200",39.69,15.92,708,852.34,108,387.25,0.64,184,96755,{"$f":"'Phoenix TMY 3'!$D$5","v":2019},"09","08","22","09/08/2019 22:00","2019-09-08T15:00:00",103.442]
["20070909:0100",38.11,{"v":19,"d":"19.00"},88,301.64,45,376.75,0.48,179,96688,{"$f":"'Phoenix TMY 3'!$D$5","v":2019},"09","09","01","09/09/2019 01:00","2019-09-08T18:00:00",100.598]
["20070909:0200",37.27,20.62,0,{"v":0,"d":"0.00"},0,{"v":372.4,"d":"372.40"},0.37,156,96682,{"$f":"'Phoenix TMY 3'!$D$5","v":2019},"09","09","02","09/09/2019 02:00","2019-09-08T19:00:00",99.08600000000001]
["20070909:0500",33.17,24.26,0,{"v":0,"d":"0.00"},0,{"v":373.4,"d":"373.40"},1.45,133,96787,{"$f":"'Phoenix TMY 3'!$D$5","v":2019},"09","09","05","09/09/2019 05:00","2019-09-08T22:00:00",91.706]
["20070909:0900",29.24,31.26,0,{"v":0,"d":"0.00"},0,365.97,1.83,133,96787,{"$f":"'Phoenix TMY 3'!$D$5","v":2019},"09","09","09","09/09/2019 09:00","2019-09-09T02:00:00",84.632]
["20070909:1300",29.55,33.98,0,{"v":0,"d":"0.00"},0,{"v":371.5,"d":"371.50"},1.17,178,96992,{"$f":"'Phoenix TMY 3'!$D$5","v":2019},"09","09","13","09/09/2019 13:00","2019-09-09T06:00:00",85.19]
["20070909:1600",34.46,25.75,538,773.15,96,385.15,1.25,254,97088,{"$f":"'Phoenix TMY 3'!$D$5","v":2019},"09","09","16","09/09/2019 16:00","2019-09-09T09:00:00",94.028]
["20070909:2000",39.95,18.97,888,883.15,117,{"v":396.4,"d":"396.40"},1.89,237,96874,{"$f":"'Phoenix TMY 3'!$D$5","v":2019},"09","09","20","09/09/2019 20:00","2019-09-09T13:00:00",103.91000000000001]
["20070909:2300",39.67,20.48,509,763.84,94,399.65,{"v":3.2,"d":"3.20"},243,96749,{"$f":"'Phoenix TMY 3'!$D$5","v":2019},"09","09","23","09/09/2019 23:00","2019-09-09T16:00:00",103.406]
["20070910:0200",36.08,26.24,0,{"v":0,"d":"0.00"},0,{"v":377.8,"d":"377.80"},1.14,285,96854,{"$f":"'Phoenix TMY 3'!$D$5","v":2019},"09","10","02","09/10/2019 02:00","2019-09-09T19:00:00",96.944]
["20070910:0600",32.02,31.93,0,{"v":0,"d":"0.00"},0,374.35,0.93,337,97034,{"$f":"'Phoenix TMY 3'!$D$5","v":2019},"09","10","06","09/10/2019 06:00","2019-09-09T23:00:00",89.63600000000001]
["20070910:0700",31.13,32.87,0,{"v":0,"d":"0.00"},0,{"v":372.2,"d":"372.20"},0.84,353,97040,{"$f":"'Phoenix TMY 3'!$D$5","v":2019},"09","10","07","09/10/2019 07:00","2019-09-10",88.03399999999999]
["20070910:1100",28.08,36.83,0,{"v":0,"d":"0.00"},0,366.05,0.83,73,97066,{"$f":"'Phoenix TMY 3'!$D$5","v":2019},"09","10","11","09/10/2019 11:00","2019-09-10T04:00:00",82.544]
["20070910:1400",30.08,{"v":31.7,"d":"31.70"},120,409.57,48,{"v":366.6,"d":"366.60"},1.75,111,97277,{"$f":"'Phoenix TMY 3'!$D$5","v":2019},"09","10","14","09/10/2019 14:00","2019-09-10T07:00:00",86.144]
["20070910:1700",36.41,21.32,709,836.95,107,387.15,1.92,89,97267,{"$f":"'Phoenix TMY 3'!$D$5","v":2019},"09","10","17","09/10/2019 17:00","2019-09-10T10:00:00",97.538]
["20070910:2100",40.05,19.53,820,873.02,114,409.68,1.86,40,97082,{"$f":"'Phoenix TMY 3'!$D$5","v":2019},"09","10","21","09/10/2019 21:00","2019-09-10T14:00:00",104.09]
["20070911:0000",39.23,20.06,299,654.45,74,411.62,2.32,353,96998,{"$f":"'Phoenix TMY 3'!$D$5","v":2019},"09","11","00","09/11/2019 00:00","2019-09-10T17:00:00",102.61399999999999]
["20070911:0300",36.14,23.28,0,{"v":0,"d":"0.00"},0,385.53,1.73,333,96998,{"$f":"'Phoenix TMY 3'!$D$5","v":2019},"09","11","03","09/11/2019 03:00","2019-09-10T20:00:00",97.052]
["20070911:0500",33.94,27.49,0,{"v":0,"d":"0.00"},0,{"v":378.7,"d":"378.70"},1.77,7,97075,{"$f":"'Phoenix TMY 3'!$D$5","v":2019},"09","11","05","09/11/2019 05:00","2019-09-10T22:00:00",93.092]
["20070911:0800",31.11,31.46,0,{"v":0,"d":"0.00"},0,371.65,1.93,56,97104,{"$f":"'Phoenix TMY 3'!$D$5","v":2019},"09","11","08","09/11/2019 08:00",{"$f":"(DATEVALUE(O6098)+TIMEVALUE(O6098))+($P$16/24)","v":"2019-09-11T01:00:00"},87.99799999999999]
["20070911:1200",29.31,32.66,0,{"v":0,"d":"0.00"},0,367.93,3.05,88,97216,{"$f":"'Phoenix TMY 3'!$D$5","v":2019},"09","11","12","09/11/2019 12:00","2019-09-11T05:00:00",84.758]
["20070911:1500",33.47,26.05,330,659.97,78,{"v":378.4,"d":"378.40"},3.99,106,97360,{"$f":"'Phoenix TMY 3'!$D$5","v":2019},"09","11","15","09/11/2019 15:00","2019-09-11T08:00:00",92.24600000000001]
["20070911:1800",39.04,18.41,829,871.22,114,401.75,4.73,120,97290,{"$f":"'Phoenix TMY 3'!$D$5","v":2019},"09","11","18","09/11/2019 18:00","2019-09-11T11:00:00",102.272]
["20070911:2000",40.75,16.32,884,885.37,117,416.45,3.12,114,97162,{"$f":"'Phoenix TMY 3'!$D$5","v":2019},"09","11","20","09/11/2019 20:00","2019-09-11T13:00:00",105.35000000000001]
["20070912:0200",38.15,17.09,0,{"v":0,"d":"0.00"},0,{"v":396.1,"d":"396.10"},3.43,119,96950,{"$f":"'Phoenix TMY 3'!$D$5","v":2019},"09","12","02","09/12/2019 02:00","2019-09-11T19:00:00",100.67]
["20070912:0500",33.62,21.64,0,{"v":0,"d":"0.00"},0,389.35,4.19,131,97095,{"$f":"'Phoenix TMY 3'!$D$5","v":2019},"09","12","05","09/12/2019 05:00","2019-09-11T22:00:00",92.51599999999999]
["20070912:0600",32.86,{"v":23.6,"d":"23.60"},0,{"v":0,"d":"0.00"},0,385.62,4.01,129,97107,{"$f":"'Phoenix TMY 3'!$D$5","v":2019},"09","12","06","09/12/2019 06:00","2019-09-11T23:00:00",91.148]
["20070912:0900",30.68,{"v":29.9,"d":"29.90"},0,{"v":0,"d":"0.00"},0,{"v":375,"d":"375.00"},3.47,121,97146,{"$f":"'Phoenix TMY 3'!$D$5","v":2019},"09","12","09","09/12/2019 09:00","2019-09-12T02:00:00",87.224]
["20070912:1300",30.55,32.05,0,{"v":0,"d":"0.00"},0,370.93,{"v":3.2,"d":"3.20"},107,97261,{"$f":"'Phoenix TMY 3'!$D$5","v":2019},"09","12","13","09/12/2019 13:00","2019-09-12T06:00:00",86.99000000000001]
["20070912:1600",35.38,25.46,533,{"v":775.5,"d":"775.50"},95,391.72,2.76,131,97280,{"$f":"'Phoenix TMY 3'!$D$5","v":2019},"09","12","16","09/12/2019 16:00","2019-09-12T09:00:00",95.684]
["20070912:2100",40.89,{"v":15,"d":"15.00"},815,876.26,113,{"v":419.1,"d":"419.10"},1.07,305,96973,{"$f":"'Phoenix TMY 3'!$D$5","v":2019},"09","12","21","09/12/2019 21:00","2019-09-12T14:00:00",105.602]
["20070913:0000",39.94,14.14,293,658.18,73,403.83,1.47,309,96832,{"$f":"'Phoenix TMY 3'!$D$5","v":2019},"09","13","00","09/13/2019 00:00","2019-09-12T17:00:00",103.892]
["20070913:0300",36.27,17.27,0,{"v":0,"d":"0.00"},0,386.12,1.11,257,96854,{"$f":"'Phoenix TMY 3'!$D$5","v":2019},"09","13","03","09/13/2019 03:00","2019-09-12T20:00:00",97.286]
["20070913:0400",35.11,18.94,0,{"v":0,"d":"0.00"},0,383.33,1.21,231,96902,{"$f":"'Phoenix TMY 3'!$D$5","v":2019},"09","13","04","09/13/2019 04:00","2019-09-12T21:00:00",95.19800000000001]
["20070913:0700",{"v":31.9,"d":"31.90"},22.91,0,{"v":0,"d":"0.00"},0,371.68,1.38,193,96938,{"$f":"'Phoenix TMY 3'!$D$5","v":2019},"09","13","07","09/13/2019 07:00","2019-09-13",89.42]
["20070913:1000",29.49,26.67,0,{"v":0,"d":"0.00"},0,360.05,1.38,180,96957,{"$f":"'Phoenix TMY 3'!$D$5","v":2019},"09","13","10","09/13/2019 10:00","2019-09-13T03:00:00",85.082]
["20070913:1400",30.36,26.56,119,425.91,47,{"v":356.2,"d":"356.20"},0.68,168,97171,{"$f":"'Phoenix TMY 3'!$D$5","v":2019},"09","13","14","09/13/2019 14:00","2019-09-13T07:00:00",86.648]
["20070913:1800",39.34,14.71,839,889.44,114,{"v":386.9,"d":"386.90"},2.15,306,97059,{"$f":"'Phoenix TMY 3'!$D$5","v":2019},"09","13","18","09/13/2019 18:00","2019-09-13T11:00:00",102.81200000000001]
["20070913:2100",41.92,12.36,820,886.77,113,394.32,3.65,289,96845,{"$f":"'Phoenix TMY 3'!$D$5","v":2019},"09","13","21","09/13/2019 21:00","2019-09-13T14:00:00",107.456]
["20070914:0100",38.12,15.43,81,364.94,38,379.65,3.13,289,96813,{"$f":"'Phoenix TMY 3'!$D$5","v":2019},{"$f":"MID(A6163,5,2)","v":"09"},{"$f":"MID(A6163,7,2)","v":"14"},{"$f":"MID(A6163,10,2)","v":"01"},{"$f":"L6163&\"/\"&M6163&\"/\"&K6163&\" \"&N6163&\":00\"","v":"09/14/2019 01:00"},"2019-09-13T18:00:00",{"$f":"((9/5)*B6163)+32","v":100.616}]
["20070914:0400",33.94,20.36,0,{"v":0,"d":"0.00"},0,{"v":369.4,"d":"369.40"},2.47,297,96960,{"$f":"'Phoenix TMY 3'!$D$5","v":2019},"09","14","04","09/14/2019 04:00","2019-09-13T21:00:00",93.092]
["20070914:0500",32.74,22.11,0,{"v":0,"d":"0.00"},0,367.65,2.39,300,97018,{"$f":"'Phoenix TMY 3'!$D$5","v":2019},"09","14","05","09/14/2019 05:00","2019-09-13T22:00:00",90.932]
["20070914:0800",30.18,26.44,0,{"v":0,"d":"0.00"},0,{"v":359,"d":"359.00"},1.97,331,97027,{"$f":"'Phoenix TMY 3'!$D$5","v":2019},"09","14","08","09/14/2019 08:00","2019-09-14T01:00:00",86.324]
["20070914:1100",28.21,30.25,0,{"v":0,"d":"0.00"},0,{"v":355.3,"d":"355.30"},1.23,42,97037,{"$f":"'Phoenix TMY 3'!$D$5","v":2019},"09","14","11","09/14/2019 11:00","2019-09-14T04:00:00",82.778]
["20070914:1500",33.28,23.04,329,671.92,77,372.25,0.77,191,97271,{"$f":"'Phoenix TMY 3'!$D$5","v":2019},"09","14","15","09/14/2019 15:00","2019-09-14T08:00:00",91.904]
["20070914:1900",40.17,13.98,892,899.93,116,402.85,1.78,256,97149,{"$f":"'Phoenix TMY 3'!$D$5","v":2019},"09","14","19","09/14/2019 19:00","2019-09-14T12:00:00",104.30600000000001]
["20070914:2300",40.83,13.97,491,767.93,91,{"v":413.4,"d":"413.40"},3.05,259,96960,{"$f":"'Phoenix TMY 3'!$D$5","v":2019},"09","14","23","09/14/2019 23:00","2019-09-14T16:00:00",105.494]
["20070915:0200",37.45,19.93,0,{"v":0,"d":"0.00"},0,426.45,2.26,313,96970,{"$f":"'Phoenix TMY 3'!$D$5","v":2019},"09","15","02","09/15/2019 02:00","2019-09-14T19:00:00",99.41000000000001]
["20070915:0500",34.18,22.77,0,{"v":0,"d":"0.00"},0,{"v":412.5,"d":"412.50"},1.85,338,97095,{"$f":"'Phoenix TMY 3'!$D$5","v":2019},"09","15","05","09/15/2019 05:00","2019-09-14T22:00:00",93.524]
["20070915:0600",33.22,23.52,0,{"v":0,"d":"0.00"},0,401.93,{"v":1.6,"d":"1.60"},347,97098,{"$f":"'Phoenix TMY 3'!$D$5","v":2019},"09","15","06","09/15/2019 06:00","2019-09-14T23:00:00",91.79599999999999]
["20070915:0900",30.28,26.79,0,{"v":0,"d":"0.00"},0,{"v":376.7,"d":"376.70"},0.91,33,97104,{"$f":"'Phoenix TMY 3'!$D$5","v":2019},"09","15","09","09/15/2019 09:00","2019-09-15T02:00:00",86.504]
["20070915:1200",{"v":29.2,"d":"29.20"},{"v":29.8,"d":"29.80"},0,{"v":0,"d":"0.00"},0,374.22,0.84,122,97187,{"$f":"'Phoenix TMY 3'!$D$5","v":2019},"09","15","12","09/15/2019 12:00","2019-09-15T05:00:00",84.56]
["20070915:1700",35.96,27.26,694,833.63,105,{"v":415.3,"d":"415.30"},2.07,217,97373,{"$f":"'Phoenix TMY 3'!$D$5","v":2019},"09","15","17","09/15/2019 17:00","2019-09-15T10:00:00",96.72800000000001]
["20070915:2000",36.86,24.14,866,882.36,114,426.45,3.48,218,97239,{"$f":"'Phoenix TMY 3'!$D$5","v":2019},"09","15","20","09/15/2019 20:00","2019-09-15T13:00:00",98.348]
["20070916:0000",36.61,27.37,111,3.13,110,425.28,3.24,230,97130,{"$f":"'Phoenix TMY 3'!$D$5","v":2019},"09","16","00","09/16/2019 00:00","2019-09-15T17:00:00",97.898]
["20070916:0300",34.99,28.73,0,{"v":0,"d":"0.00"},0,406.67,2.49,233,97123,{"$f":"'Phoenix TMY 3'!$D$5","v":2019},"09","16","03","09/16/2019 03:00","2019-09-15T20:00:00",94.982]
["20070916:0600",{"v":32.2,"d":"32.20"},37.29,0,{"v":0,"d":"0.00"},0,398.73,1.87,234,97197,{"$f":"'Phoenix TMY 3'!$D$5","v":2019},"09","16","06","09/16/2019 06:00","2019-09-15T23:00:00",89.96000000000001]
["20070916:0700",31.35,40.76,0,{"v":0,"d":"0.00"},0,397.77,1.73,228,97194,{"$f":"'Phoenix TMY 3'!$D$5","v":2019},"09","16","07","09/16/2019 07:00","2019-09-16",88.43]
["20070916:1300",29.34,{"v":55.6,"d":"55.60"},0,{"v":0,"d":"0.00"},0,393.07,1.85,179,97306,{"$f":"'Phoenix TMY 3'!$D$5","v":2019},"09","16","13","09/16/2019 13:00","2019-09-16T06:00:00",84.812]
["20070916:1400",29.73,55.57,80,154.15,55,{"v":394,"d":"394.00"},2.03,173,97364,{"$f":"'Phoenix TMY 3'!$D$5","v":2019},"09","16","14","09/16/2019 14:00","2019-09-16T07:00:00",85.51400000000001]
["20070916:1800",33.51,42.56,812,877.96,104,423.33,2.34,212,97341,{"$f":"'Phoenix TMY 3'!$D$5","v":2019},"09","16","18","09/16/2019 18:00","2019-09-16T11:00:00",92.318]
["20070916:2100",34.96,35.95,790,875.97,102,422.93,2.02,202,97165,{"$f":"'Phoenix TMY 3'!$D$5","v":2019},"09","16","21","09/16/2019 21:00","2019-09-16T14:00:00",94.928]
["20070917:0100",33.17,36.68,1,{"v":0,"d":"0.00"},1,{"v":407.3,"d":"407.30"},1.52,147,97050,{"$f":"'Phoenix TMY 3'!$D$5","v":2019},"09","17","01","09/17/2019 01:00","2019-09-16T18:00:00",91.706]
["20070917:0400",30.91,40.74,0,{"v":0,"d":"0.00"},0,394.75,2.23,146,97079,{"$f":"'Phoenix TMY 3'!$D$5","v":2019},"09","17","04","09/17/2019 04:00","2019-09-16T21:00:00",87.638]
["20070917:0700",29.13,{"v":39.1,"d":"39.10"},0,{"v":0,"d":"0.00"},0,387.92,3.16,167,97031,{"$f":"'Phoenix TMY 3'!$D$5","v":2019},"09","17","07","09/17/2019 07:00","2019-09-17",84.434]
["20070917:1000",27.23,35.99,0,{"v":0,"d":"0.00"},0,382.43,3.58,176,96992,{"$f":"'Phoenix TMY 3'!$D$5","v":2019},"09","17","10","09/17/2019 10:00","2019-09-17T03:00:00",81.01400000000001]
["20070917:1200",26.82,29.77,0,{"v":0,"d":"0.00"},0,376.52,{"v":3.6,"d":"3.60"},184,97040,{"$f":"'Phoenix TMY 3'!$D$5","v":2019},"09","17","12","09/17/2019 12:00","2019-09-17T05:00:00",80.27600000000001]
["20070917:1600",30.42,13.11,281,77.81,238,374.05,4.44,210,97130,{"$f":"'Phoenix TMY 3'!$D$5","v":2019},"09","17","16","09/17/2019 16:00","2019-09-17T09:00:00",86.756]
["20070917:1900",34.26,8.52,699,358.96,393,380.18,5.83,223,96982,{"$f":"'Phoenix TMY 3'!$D$5","v":2019},"09","17","19","09/17/2019 19:00","2019-09-17T12:00:00",93.668]
["20070917:2200",35.14,{"v":7.6,"d":"7.60"},692,893.27,97,376.87,6.28,236,96835,{"$f":"'Phoenix TMY 3'!$D$5","v":2019},"09","17","22","09/17/2019 22:00","2019-09-17T15:00:00",95.25200000000001]
["20070918:0200",30.49,12.65,0,{"v":0,"d":"0.00"},0,{"v":360.3,"d":"360.30"},3.39,245,96893,{"$f":"'Phoenix TMY 3'!$D$5","v":2019},"09","18","02","09/18/2019 02:00","2019-09-17T19:00:00",86.882]
["20070918:0500",26.64,15.74,0,{"v":0,"d":"0.00"},0,344.95,2.46,235,97095,{"$f":"'Phoenix TMY 3'!$D$5","v":2019},"09","18","05","09/18/2019 05:00","2019-09-17T22:00:00",79.952]
["20070918:0700",25.01,18.63,0,{"v":0,"d":"0.00"},0,337.12,2.15,195,97139,{"$f":"'Phoenix TMY 3'!$D$5","v":2019},"09","18","07","09/18/2019 07:00","2019-09-18",77.018]
["20070918:1000",22.47,23.32,0,{"v":0,"d":"0.00"},0,330.77,2.46,156,97187,{"$f":"'Phoenix TMY 3'!$D$5","v":2019},"09","18","10","09/18/2019 10:00","2019-09-18T03:00:00",72.446]
["20070918:1300",23.33,22.54,0,{"v":0,"d":"0.00"},0,320.82,2.19,136,97328,{"$f":"'Phoenix TMY 3'!$D$5","v":2019},"09","18","13","09/18/2019 13:00","2019-09-18T06:00:00",73.994]
["20070918:1700",31.11,12.61,722,892.03,99,338.85,3.61,183,97392,{"$f":"'Phoenix TMY 3'!$D$5","v":2019},"09","18","17","09/18/2019 17:00","2019-09-18T10:00:00",87.99799999999999]
["20070918:2000",34.91,9.64,892,933.19,107,{"v":353.7,"d":"353.70"},4.11,210,97171,{"$f":"'Phoenix TMY 3'!$D$5","v":2019},"09","18","20","09/18/2019 20:00","2019-09-18T13:00:00",94.838]
["20070918:2300",34.96,9.76,487,802.39,84,{"v":352,"d":"352.00"},4.36,223,97008,{"$f":"'Phoenix TMY 3'!$D$5","v":2019},"09","18","23","09/18/2019 23:00","2019-09-18T16:00:00",94.928]
["20070919:0300",29.64,{"v":17.8,"d":"17.80"},0,{"v":0,"d":"0.00"},0,357.03,2.67,237,97034,{"$f":"'Phoenix TMY 3'!$D$5","v":2019},"09","19","03","09/19/2019 03:00","2019-09-18T20:00:00",85.352]
["20070919:0400",28.36,18.69,0,{"v":0,"d":"0.00"},0,353.52,2.49,232,97079,{"$f":"'Phoenix TMY 3'!$D$5","v":2019},"09","19","04","09/19/2019 04:00","2019-09-18T21:00:00",83.048]
["20070919:0800",24.25,25.89,0,{"v":0,"d":"0.00"},0,342.05,2.21,177,97133,{"$f":"'Phoenix TMY 3'!$D$5","v":2019},"09","19","08","09/19/2019 08:00",{"$f":"(DATEVALUE(O6290)+TIMEVALUE(O6290))+($P$16/24)","v":"2019-09-19T01:00:00"},75.65]
["20070919:1100",22.66,{"v":29.3,"d":"29.30"},0,{"v":0,"d":"0.00"},0,{"v":338.5,"d":"338.50"},2.43,154,97162,{"$f":"'Phoenix TMY 3'!$D$5","v":2019},"09","19","11","09/19/2019 11:00","2019-09-19T04:00:00",72.78800000000001]
["20070919:1400",25.27,24.17,113,451.12,43,327.65,2.39,163,97267,{"$f":"'Phoenix TMY 3'!$D$5","v":2019},"09","19","14","09/19/2019 14:00","2019-09-19T07:00:00",77.48599999999999]
["20070919:1800",33.37,14.72,847,930.66,105,349.75,5.27,199,97136,{"$f":"'Phoenix TMY 3'!$D$5","v":2019},"09","19","18","09/19/2019 18:00","2019-09-19T11:00:00",92.066]
["20070919:2100",35.53,13.23,819,926.09,103,357.92,6.19,212,96902,{"$f":"'Phoenix TMY 3'!$D$5","v":2019},"09","19","21","09/19/2019 21:00","2019-09-19T14:00:00",95.95400000000001]
["20070920:0000",33.41,14.34,273,693.35,65,351.15,5.52,222,96784,{"$f":"'Phoenix TMY 3'!$D$5","v":2019},"09","20","00","09/20/2019 00:00","2019-09-19T17:00:00",92.138]
["20070920:0500",26.68,20.04,0,{"v":0,"d":"0.00"},0,332.95,2.83,216,96989,{"$f":"'Phoenix TMY 3'!$D$5","v":2019},"09","20","05","09/20/2019 05:00","2019-09-19T22:00:00",80.024]
["20070920:0800",24.04,26.73,0,{"v":0,"d":"0.00"},0,{"v":329.4,"d":"329.40"},2.63,168,97018,{"$f":"'Phoenix TMY 3'!$D$5","v":2019},"09","20","08","09/20/2019 08:00","2019-09-20T01:00:00",75.27199999999999]
["20070920:0900",23.47,29.35,0,{"v":0,"d":"0.00"},0,329.92,2.74,162,97027,{"$f":"'Phoenix TMY 3'!$D$5","v":2019},"09","20","09","09/20/2019 09:00","2019-09-20T02:00:00",74.24600000000001]
["20070920:1200",23.18,32.38,0,{"v":0,"d":"0.00"},0,330.08,3.14,153,97072,{"$f":"'Phoenix TMY 3'!$D$5","v":2019},"09","20","12","09/20/2019 12:00","2019-09-20T05:00:00",73.724]
["20070920:1500",26.79,25.39,329,715.11,71,335.07,4.27,168,97107,{"$f":"'Phoenix TMY 3'!$D$5","v":2019},"09","20","15","09/20/2019 15:00","2019-09-20T08:00:00",80.22200000000001]
["20070920:1900",33.07,17.54,894,934.48,107,360.47,6.11,192,96909,{"$f":"'Phoenix TMY 3'!$D$5","v":2019},"09","20","19","09/20/2019 19:00","2019-09-20T12:00:00",91.52600000000001]
["20070920:2200",33.72,18.23,660,867.14,94,366.65,6.31,205,96749,{"$f":"'Phoenix TMY 3'!$D$5","v":2019},"09","20","22","09/20/2019 22:00","2019-09-20T15:00:00",92.696]
["20070921:0200",30.02,23.83,0,{"v":0,"d":"0.00"},0,367.25,4.07,229,96778,{"$f":"'Phoenix TMY 3'!$D$5","v":2019},"09","21","02","09/21/2019 02:00","2019-09-20T19:00:00",86.036]
["20070921:0600",26.31,34.29,0,{"v":0,"d":"0.00"},0,360.17,1.89,211,97027,{"$f":"'Phoenix TMY 3'!$D$5","v":2019},"09","21","06","09/21/2019 06:00","2019-09-20T23:00:00",79.358]
["20070921:0900",24.47,35.68,0,{"v":0,"d":"0.00"},0,356.45,1.25,160,97120,{"$f":"'Phoenix TMY 3'!$D$5","v":2019},"09","21","09","09/21/2019 09:00","2019-09-21T02:00:00",76.04599999999999]
["20070921:1000",23.99,{"v":36.5,"d":"36.50"},0,{"v":0,"d":"0.00"},0,{"v":356,"d":"356.00"},1.36,135,97155,{"$f":"'Phoenix TMY 3'!$D$5","v":2019},"09","21","10","09/21/2019 10:00","2019-09-21T03:00:00",75.18199999999999]
["20070921:1300",25.49,34.57,0,{"v":0,"d":"0.00"},0,354.18,1.76,105,97255,{"$f":"'Phoenix TMY 3'!$D$5","v":2019},"09","21","13","09/21/2019 13:00","2019-09-21T06:00:00",77.882]
["20070921:1600",{"v":30.5,"d":"30.50"},27.41,519,798.42,86,{"v":367.1,"d":"367.10"},3.14,132,97255,{"$f":"'Phoenix TMY 3'!$D$5","v":2019},"09","21","16","09/21/2019 16:00","2019-09-21T09:00:00",86.9]
["20070921:2000",{"v":36.5,"d":"36.50"},18.45,860,909.94,105,386.85,4.41,173,96989,{"$f":"'Phoenix TMY 3'!$D$5","v":2019},"09","21","20","09/21/2019 20:00","2019-09-21T13:00:00",97.7]
["20070921:2300",36.07,18.94,462,780.77,81,388.75,4.74,188,96854,{"$f":"'Phoenix TMY 3'!$D$5","v":2019},"09","21","23","09/21/2019 23:00","2019-09-21T16:00:00",96.926]
["20070922:0400",27.84,37.41,0,{"v":0,"d":"0.00"},0,382.53,3.42,239,97107,{"$f":"'Phoenix TMY 3'!$D$5","v":2019},"09","22","04","09/22/2019 04:00","2019-09-21T21:00:00",82.112]
["20070922:0700",24.18,56.15,0,{"v":0,"d":"0.00"},0,385.27,2.09,263,97239,{"$f":"'Phoenix TMY 3'!$D$5","v":2019},"09","22","07","09/22/2019 07:00","2019-09-22",75.524]
["20070922:1000",21.81,78.62,0,{"v":0,"d":"0.00"},0,385.03,1.14,265,97258,{"$f":"'Phoenix TMY 3'!$D$5","v":2019},"09","22","10","09/22/2019 10:00","2019-09-22T03:00:00",71.258]
["20070922:1100",{"v":21.1,"d":"21.10"},86.39,0,{"v":0,"d":"0.00"},0,384.55,1.01,262,97258,{"$f":"'Phoenix TMY 3'!$D$5","v":2019},"09","22","11","09/22/2019 11:00","2019-09-22T04:00:00",69.98]
["20070922:1400",23.35,87.44,16,{"v":0,"d":"0.00"},16,{"v":398.6,"d":"398.60"},1.78,201,97248,{"$f":"'Phoenix TMY 3'!$D$5","v":2019},"09","22","14","09/22/2019 14:00","2019-09-22T07:00:00",74.03]
["20070922:1700",25.12,75.73,201,7.28,196,393.05,3.99,202,97306,{"$f":"'Phoenix TMY 3'!$D$5","v":2019},"09","22","17","09/22/2019 17:00","2019-09-22T10:00:00",77.21600000000001]
["20070922:2000",27.56,62.38,745,582.46,264,387.95,{"v":4.1,"d":"4.10"},197,97152,{"$f":"'Phoenix TMY 3'!$D$5","v":2019},"09","22","20","09/22/2019 20:00","2019-09-22T13:00:00",81.608]
["20070923:0100",26.59,58.39,36,138.22,26,384.23,2.54,199,97027,{"$f":"'Phoenix TMY 3'!$D$5","v":2019},"09","23","01","09/23/2019 01:00","2019-09-22T18:00:00",79.862]
["20070923:0500",24.13,60.52,0,{"v":0,"d":"0.00"},0,377.05,2.84,168,97047,{"$f":"'Phoenix TMY 3'!$D$5","v":2019},"09","23","05","09/23/2019 05:00","2019-09-22T22:00:00",75.434]
["20070923:0800",21.78,62.01,0,{"v":0,"d":"0.00"},0,367.15,2.72,175,97008,{"$f":"'Phoenix TMY 3'!$D$5","v":2019},"09","23","08","09/23/2019 08:00","2019-09-23T01:00:00",71.20400000000001]
["20070923:1100",19.39,65.58,0,{"v":0,"d":"0.00"},0,{"v":359.6,"d":"359.60"},1.99,201,97066,{"$f":"'Phoenix TMY 3'!$D$5","v":2019},"09","23","11","09/23/2019 11:00","2019-09-23T04:00:00",66.902]
["20070923:1200",19.79,{"v":59.1,"d":"59.10"},0,{"v":0,"d":"0.00"},0,356.67,2.07,211,97104,{"$f":"'Phoenix TMY 3'!$D$5","v":2019},"09","23","12","09/23/2019 12:00","2019-09-23T05:00:00",67.622]
["20070923:1700",24.81,{"v":33.9,"d":"33.90"},693,{"v":872.8,"d":"872.80"},96,{"v":352.6,"d":"352.60"},2.26,237,97191,{"$f":"'Phoenix TMY 3'!$D$5","v":2019},"09","23","17","09/23/2019 17:00","2019-09-23T10:00:00",76.658]
["20070923:1900",26.98,30.13,876,927.25,105,{"v":348.6,"d":"348.60"},3.28,241,97107,{"$f":"'Phoenix TMY 3'!$D$5","v":2019},"09","23","19","09/23/2019 19:00","2019-09-23T12:00:00",80.564]
["20070923:2300",28.23,27.06,467,806.94,81,334.75,3.42,262,97027,{"$f":"'Phoenix TMY 3'!$D$5","v":2019},"09","23","23","09/23/2019 23:00","2019-09-23T16:00:00",82.814]
["20070924:0200",24.24,46.77,0,{"v":0,"d":"0.00"},0,326.25,2.65,305,97104,{"$f":"'Phoenix TMY 3'!$D$5","v":2019},"09","24","02","09/24/2019 02:00","2019-09-23T19:00:00",75.632]
["20070924:0600",20.18,56.32,0,{"v":0,"d":"0.00"},0,311.37,1.66,343,97261,{"$f":"'Phoenix TMY 3'!$D$5","v":2019},"09","24","06","09/24/2019 06:00","2019-09-23T23:00:00",68.324]
["20070924:0900",17.61,64.91,0,{"v":0,"d":"0.00"},0,{"v":304.7,"d":"304.70"},1.33,36,97299,{"$f":"'Phoenix TMY 3'!$D$5","v":2019},"09","24","09","09/24/2019 09:00","2019-09-24T02:00:00",63.698]
["20070924:1200",17.13,66.66,0,{"v":0,"d":"0.00"},0,300.47,1.32,84,97383,{"$f":"'Phoenix TMY 3'!$D$5","v":2019},"09","24","12","09/24/2019 12:00","2019-09-24T05:00:00",62.834]
["20070924:1400",19.25,56.41,104,{"v":447.2,"d":"447.20"},40,{"v":299.2,"d":"299.20"},0.94,92,97498,{"$f":"'Phoenix TMY 3'!$D$5","v":2019},"09","24","14","09/24/2019 14:00","2019-09-24T07:00:00",66.65]
["20070924:1700",26.12,29.25,719,913.36,97,315.55,0.59,173,97508,{"$f":"'Phoenix TMY 3'!$D$5","v":2019},{"$f":"MID(A6419,5,2)","v":"09"},{"$f":"MID(A6419,7,2)","v":"24"},{"$f":"MID(A6419,10,2)","v":"17"},{"$f":"L6419&\"/\"&M6419&\"/\"&K6419&\" \"&N6419&\":00\"","v":"09/24/2019 17:00"},"2019-09-24T10:00:00",{"$f":"((9/5)*B6419)+32","v":79.016}]
["20070924:2100",29.93,21.88,809,940.29,102,321.52,1.56,260,97290,{"$f":"'Phoenix TMY 3'!$D$5","v":2019},"09","24","21","09/24/2019 21:00","2019-09-24T14:00:00",85.874]
["20070925:0000",29.08,22.24,252,690.74,62,319.15,1.93,311,97255,{"$f":"'Phoenix TMY 3'!$D$5","v":2019},"09","25","00","09/25/2019 00:00","2019-09-24T17:00:00",84.344]
["20070925:0300",25.25,31.32,0,{"v":0,"d":"0.00"},0,315.57,2.42,14,97360,{"$f":"'Phoenix TMY 3'!$D$5","v":2019},"09","25","03","09/25/2019 03:00","2019-09-24T20:00:00",77.45]
["20070925:0700",20.43,51.93,0,{"v":0,"d":"0.00"},0,{"v":309.1,"d":"309.10"},2.15,58,97405,{"$f":"'Phoenix TMY 3'!$D$5","v":2019},"09","25","07","09/25/2019 07:00","2019-09-25",68.774]
["20070925:1000",17.75,62.99,0,{"v":0,"d":"0.00"},0,305.88,2.01,73,97399,{"$f":"'Phoenix TMY 3'!$D$5","v":2019},"09","25","10","09/25/2019 10:00","2019-09-25T03:00:00",63.95]
["20070925:1100",16.99,{"v":66.2,"d":"66.20"},0,{"v":0,"d":"0.00"},0,{"v":304.9,"d":"304.90"},{"v":2,"d":"2.00"},77,97402,{"$f":"'Phoenix TMY 3'!$D$5","v":2019},"09","25","11","09/25/2019 11:00","2019-09-25T04:00:00",62.581999999999994]
["20070925:1500",24.04,{"v":40.1,"d":"40.10"},320,720.99,69,314.38,1.36,84,97607,{"$f":"'Phoenix TMY 3'!$D$5","v":2019},"09","25","15","09/25/2019 15:00","2019-09-25T08:00:00",75.27199999999999]
["20070925:1800",30.87,18.39,834,939.83,103,335.98,0.94,138,97520,{"$f":"'Phoenix TMY 3'!$D$5","v":2019},"09","25","18","09/25/2019 18:00","2019-09-25T11:00:00",87.566]
["20070925:2200",33.41,14.44,659,898.69,93,346.08,1.24,274,97277,{"$f":"'Phoenix TMY 3'!$D$5","v":2019},"09","25","22","09/25/2019 22:00","2019-09-25T15:00:00",92.138]
["20070926:0100",30.09,18.66,39,{"v":279.8,"d":"279.80"},23,333.97,2.39,330,97274,{"$f":"'Phoenix TMY 3'!$D$5","v":2019},"09","26","01","09/26/2019 01:00","2019-09-25T18:00:00",86.162]
["20070926:0400",25.91,30.15,0,{"v":0,"d":"0.00"},0,{"v":322.9,"d":"322.90"},{"v":2.8,"d":"2.80"},10,97341,{"$f":"'Phoenix TMY 3'!$D$5","v":2019},"09","26","04","09/26/2019 04:00","2019-09-25T21:00:00",78.638]
["20070926:0800",21.08,46.69,0,{"v":0,"d":"0.00"},0,{"v":315.9,"d":"315.90"},2.29,45,97287,{"$f":"'Phoenix TMY 3'!$D$5","v":2019},"09","26","08","09/26/2019 08:00","2019-09-26T01:00:00",69.94399999999999]
["20070926:1200",19.67,55.89,0,{"v":0,"d":"0.00"},0,314.12,1.81,60,97370,{"$f":"'Phoenix TMY 3'!$D$5","v":2019},"09","26","12","09/26/2019 12:00","2019-09-26T05:00:00",67.406]
["20070926:1300",20.72,51.68,0,{"v":0,"d":"0.00"},0,313.68,{"v":1.6,"d":"1.60"},61,97444,{"$f":"'Phoenix TMY 3'!$D$5","v":2019},"09","26","13","09/26/2019 13:00","2019-09-26T06:00:00",69.29599999999999]
["20070926:1600",28.22,26.19,533,845.66,86,328.55,1.41,25,97492,{"$f":"'Phoenix TMY 3'!$D$5","v":2019},"09","26","16","09/26/2019 16:00","2019-09-26T09:00:00",82.79599999999999]
["20070926:1900",34.07,12.21,892,959.28,105,{"v":344.6,"d":"344.60"},1.69,322,97338,{"$f":"'Phoenix TMY 3'!$D$5","v":2019},"09","26","19","09/26/2019 19:00","2019-09-26T12:00:00",93.326]
["20070926:2300",35.62,9.51,465,827.96,81,{"v":344.4,"d":"344.40"},2.68,307,97133,{"$f":"'Phoenix TMY 3'!$D$5","v":2019},"09","26","23","09/26/2019 23:00","2019-09-26T16:00:00",96.116]
["20070927:0200",28.92,17.38,0,{"v":0,"d":"0.00"},0,{"v":324.1,"d":"324.10"},2.51,331,97239,{"$f":"'Phoenix TMY 3'!$D$5","v":2019},"09","27","02","09/27/2019 02:00","2019-09-26T19:00:00",84.05600000000001]
["20070927:0500",24.89,28.58,0,{"v":0,"d":"0.00"},0,{"v":318.3,"d":"318.30"},2.26,22,97315,{"$f":"'Phoenix TMY 3'!$D$5","v":2019},"09","27","05","09/27/2019 05:00","2019-09-26T22:00:00",76.80199999999999]
["20070927:0900",20.94,41.73,0,{"v":0,"d":"0.00"},0,311.67,2.07,68,97248,{"$f":"'Phoenix TMY 3'!$D$5","v":2019},{"$f":"MID(A6483,5,2)","v":"09"},{"$f":"MID(A6483,7,2)","v":"27"},{"$f":"MID(A6483,10,2)","v":"09"},{"$f":"L6483&\"/\"&M6483&\"/\"&K6483&\" \"&N6483&\":00\"","v":"09/27/2019 09:00"},"2019-09-27T02:00:00",{"$f":"((9/5)*B6483)+32","v":69.69200000000001}]
["20070927:1300",21.49,42.23,0,{"v":0,"d":"0.00"},0,{"v":311.4,"d":"311.40"},1.65,84,97370,{"$f":"'Phoenix TMY 3'!$D$5","v":2019},"09","27","13","09/27/2019 13:00","2019-09-27T06:00:00",70.68199999999999]
["20070927:1400",22.67,38.43,96,420.25,39,{"v":312.4,"d":"312.40"},1.48,84,97440,{"$f":"'Phoenix TMY 3'!$D$5","v":2019},"09","27","14","09/27/2019 14:00","2019-09-27T07:00:00",72.80600000000001]
["20070927:1700",32.63,12.19,575,509.13,233,{"v":337.6,"d":"337.60"},1.02,86,97402,{"$f":"'Phoenix TMY 3'!$D$5","v":2019},"09","27","17","09/27/2019 17:00","2019-09-27T10:00:00",90.73400000000001]
["20070927:2000",36.76,9.11,865,944.59,104,353.55,0.36,227,97123,{"$f":"'Phoenix TMY 3'!$D$5","v":2019},"09","27","20","09/27/2019 20:00","2019-09-27T13:00:00",98.16799999999999]
["20070928:0000",{"v":34.9,"d":"34.90"},11.69,208,561.36,62,347.13,1.81,290,96944,{"$f":"'Phoenix TMY 3'!$D$5","v":2019},"09","28","00","09/28/2019 00:00","2019-09-27T17:00:00",94.82]
["20070928:0300",29.89,19.28,0,{"v":0,"d":"0.00"},0,338.78,2.09,358,96957,{"$f":"'Phoenix TMY 3'!$D$5","v":2019},"09","28","03","09/28/2019 03:00","2019-09-27T20:00:00",85.80199999999999]
["20070928:0600",26.43,30.12,0,{"v":0,"d":"0.00"},0,333.58,1.26,65,96938,{"$f":"'Phoenix TMY 3'!$D$5","v":2019},"09","28","06","09/28/2019 06:00","2019-09-27T23:00:00",79.574]
["20070928:1100",22.56,36.25,0,{"v":0,"d":"0.00"},0,334.75,2.32,148,96854,{"$f":"'Phoenix TMY 3'!$D$5","v":2019},"09","28","11","09/28/2019 11:00","2019-09-28T04:00:00",72.608]
["20070928:1400",24.41,30.21,33,{"v":0,"d":"0.00"},33,{"v":326.2,"d":"326.20"},{"v":2,"d":"2.00"},142,97056,{"$f":"'Phoenix TMY 3'!$D$5","v":2019},"09","28","14","09/28/2019 14:00","2019-09-28T07:00:00",75.938]
["20070928:1500",26.87,27.82,198,188.13,134,334.57,2.23,155,97043,{"$f":"'Phoenix TMY 3'!$D$5","v":2019},"09","28","15","09/28/2019 15:00","2019-09-28T08:00:00",80.366]
["20070928:1800",32.96,22.62,597,312.71,357,356.08,3.56,188,96912,{"$f":"'Phoenix TMY 3'!$D$5","v":2019},"09","28","18","09/28/2019 18:00","2019-09-28T11:00:00",91.328]
["20070928:2100",34.78,22.55,554,284.63,345,366.78,5.77,204,96643,{"$f":"'Phoenix TMY 3'!$D$5","v":2019},"09","28","21","09/28/2019 21:00","2019-09-28T14:00:00",94.60400000000001]
["20070929:0100",31.12,27.49,3,{"v":0,"d":"0.00"},3,360.85,4.76,233,96547,{"$f":"'Phoenix TMY 3'!$D$5","v":2019},"09","29","01","09/29/2019 01:00","2019-09-28T18:00:00",88.016]
["20070929:0300",{"v":28.8,"d":"28.80"},30.22,0,{"v":0,"d":"0.00"},0,355.47,{"v":3.5,"d":"3.50"},236,96601,{"$f":"'Phoenix TMY 3'!$D$5","v":2019},"09","29","03","09/29/2019 03:00","2019-09-28T20:00:00",83.84]
["20070929:0900",23.33,37.85,0,{"v":0,"d":"0.00"},0,349.98,2.74,191,96762,{"$f":"'Phoenix TMY 3'!$D$5","v":2019},"09","29","09","09/29/2019 09:00","2019-09-29T02:00:00",73.994]
["20070929:1200",22.52,37.39,0,{"v":0,"d":"0.00"},0,348.43,2.57,187,96883,{"$f":"'Phoenix TMY 3'!$D$5","v":2019},"09","29","12","09/29/2019 12:00","2019-09-29T05:00:00",72.536]
["20070929:1500",25.54,25.59,168,97.79,135,350.68,3.19,196,97024,{"$f":"'Phoenix TMY 3'!$D$5","v":2019},"09","29","15","09/29/2019 15:00","2019-09-29T08:00:00",77.97200000000001]
["20070929:1600",27.29,22.62,429,502.03,168,355.97,4.21,203,97050,{"$f":"'Phoenix TMY 3'!$D$5","v":2019},"09","29","16","09/29/2019 16:00","2019-09-29T09:00:00",81.122]
["20070929:1900",31.36,15.95,858,929.59,106,366.08,6.02,224,97024,{"$f":"'Phoenix TMY 3'!$D$5","v":2019},"09","29","19","09/29/2019 19:00","2019-09-29T12:00:00",88.44800000000001]
["20070929:2200",32.09,14.04,629,875.51,94,361.37,5.69,245,96979,{"$f":"'Phoenix TMY 3'!$D$5","v":2019},"09","29","22","09/29/2019 22:00","2019-09-29T15:00:00",89.762]
["20070930:0400",24.34,31.99,0,{"v":0,"d":"0.00"},0,328.72,1.92,344,97245,{"$f":"'Phoenix TMY 3'!$D$5","v":2019},"09","30","04","09/30/2019 04:00","2019-09-29T21:00:00",75.812]
["20070930:0600",22.18,37.46,0,{"v":0,"d":"0.00"},0,327.55,1.81,27,97348,{"$f":"'Phoenix TMY 3'!$D$5","v":2019},"09","30","06","09/30/2019 06:00","2019-09-29T23:00:00",71.924]
["20070930:1000",19.36,42.62,0,{"v":0,"d":"0.00"},0,338.18,{"v":2,"d":"2.00"},72,97469,{"$f":"'Phoenix TMY 3'!$D$5","v":2019},"09","30","10","09/30/2019 10:00","2019-09-30T03:00:00",66.848]
["20070930:1300",21.76,36.53,0,{"v":0,"d":"0.00"},0,357.18,1.85,77,97664,{"$f":"'Phoenix TMY 3'!$D$5","v":2019},"09","30","13","09/30/2019 13:00","2019-09-30T06:00:00",71.168]
["20070930:1600",34.74,13.91,367,297.92,213,389.91,0.81,95,97754,{"$f":"'Phoenix TMY 3'!$D$5","v":2019},"09","30","16","09/30/2019 16:00","2019-09-30T09:00:00",94.53200000000001]
["20070930:1700",34.28,15.28,676,{"v":874.5,"d":"874.50"},97,389.13,0.91,105,97757,{"$f":"'Phoenix TMY 3'!$D$5","v":2019},"09","30","17","09/30/2019 17:00","2019-09-30T10:00:00",93.70400000000001]
["20070930:2000",32.88,19.39,833,{"v":917.9,"d":"917.90"},105,386.79,{"v":1.2,"d":"1.20"},212,97584,{"$f":"'Phoenix TMY 3'!$D$5","v":2019},"09","30","20","09/30/2019 20:00","2019-09-30T13:00:00",91.184]
["20071001:0100",30.55,26.25,15,{"v":0,"d":"0.00"},15,382.88,{"v":1.7,"d":"1.70"},331,97514,{"$f":"'Phoenix TMY 3'!$D$5","v":2019},"10","01","01","10/01/2019 01:00","2019-09-30T18:00:00",86.99000000000001]
["20071001:0400",29.16,30.36,0,{"v":0,"d":"0.00"},0,380.54,{"v":2,"d":"2.00"},17,97620,{"$f":"'Phoenix TMY 3'!$D$5","v":2019},"10","01","04","10/01/2019 04:00","2019-09-30T21:00:00",84.488]
["20071001:0700",27.76,34.48,0,{"v":0,"d":"0.00"},0,{"v":378.2,"d":"378.20"},{"v":2.3,"d":"2.30"},40,97632,{"$f":"'Phoenix TMY 3'!$D$5","v":2019},"10","01","07","10/01/2019 07:00","2019-10-01",81.968]
["20071001:1100",24.13,44.73,0,{"v":0,"d":"0.00"},0,404.95,1.28,99,97546,{"$f":"'Phoenix TMY 3'!$D$5","v":2019},"10","01","11","10/01/2019 11:00","2019-10-01T04:00:00",75.434]
["20071001:1400",25.04,37.52,44,23.93,41,{"v":394,"d":"394.00"},1.09,93,97690,{"$f":"'Phoenix TMY 3'!$D$5","v":2019},"10","01","14","10/01/2019 14:00","2019-10-01T07:00:00",77.072]
["20071001:1700",29.94,31.53,450,215.54,308,{"v":413.3,"d":"413.30"},2.15,143,97661,{"$f":"'Phoenix TMY 3'!$D$5","v":2019},"10","01","17","10/01/2019 17:00","2019-10-01T10:00:00",85.892]
["20071001:1800",30.62,33.45,542,258.99,346,414.63,2.42,152,97607,{"$f":"'Phoenix TMY 3'!$D$5","v":2019},"10","01","18","10/01/2019 18:00","2019-10-01T11:00:00",87.116]
["20071001:2200",{"v":31.1,"d":"31.10"},46.77,32,{"v":0,"d":"0.00"},32,{"v":412.3,"d":"412.30"},2.29,202,97453,{"$f":"'Phoenix TMY 3'!$D$5","v":2019},"10","01","22","10/01/2019 22:00","2019-10-01T15:00:00",87.98]
["20071002:0200",28.76,60.18,0,{"v":0,"d":"0.00"},0,394.15,0.54,8,97488,{"$f":"'Phoenix TMY 3'!$D$5","v":2019},"10","02","02","10/02/2019 02:00","2019-10-01T19:00:00",83.768]
["20071002:0500",26.08,65.86,0,{"v":0,"d":"0.00"},0,382.45,1.41,23,97584,{"$f":"'Phoenix TMY 3'!$D$5","v":2019},"10","02","05","10/02/2019 05:00","2019-10-01T22:00:00",78.94399999999999]
["20071002:0800",24.81,77.92,0,{"v":0,"d":"0.00"},0,388.25,1.75,16,97613,{"$f":"'Phoenix TMY 3'!$D$5","v":2019},"10","02","08","10/02/2019 08:00","2019-10-02T01:00:00",76.658]
["20071002:1200",23.54,79.15,0,{"v":0,"d":"0.00"},0,383.43,1.58,54,97629,{"$f":"'Phoenix TMY 3'!$D$5","v":2019},"10","02","12","10/02/2019 12:00","2019-10-02T05:00:00",74.372]
["20071002:1500",26.31,63.94,140,45.57,125,{"v":398,"d":"398.00"},1.06,100,97680,{"$f":"'Phoenix TMY 3'!$D$5","v":2019},"10","02","15","10/02/2019 15:00","2019-10-02T08:00:00",79.358]
["20071002:1800",30.87,41.27,764,880.33,101,406.83,1.09,168,97559,{"$f":"'Phoenix TMY 3'!$D$5","v":2019},"10","02","18","10/02/2019 18:00","2019-10-02T11:00:00",87.566]
["20071002:1900",32.02,37.18,687,462.88,318,411.27,1.31,222,97476,{"$f":"'Phoenix TMY 3'!$D$5","v":2019},"10","02","19","10/02/2019 19:00","2019-10-02T12:00:00",89.63600000000001]
["20071002:2300",33.34,31.08,406,754.89,78,{"v":402.3,"d":"402.30"},2.41,276,97210,{"$f":"'Phoenix TMY 3'!$D$5","v":2019},"10","02","23","10/02/2019 23:00","2019-10-02T16:00:00",92.012]
["20071003:0300",29.47,48.03,0,{"v":0,"d":"0.00"},0,372.27,1.38,348,97328,{"$f":"'Phoenix TMY 3'!$D$5","v":2019},"10","03","03","10/03/2019 03:00","2019-10-02T20:00:00",85.04599999999999]
["20071003:0600",26.57,54.68,0,{"v":0,"d":"0.00"},0,{"v":366.4,"d":"366.40"},1.65,26,97335,{"$f":"'Phoenix TMY 3'!$D$5","v":2019},"10","03","06","10/03/2019 06:00","2019-10-02T23:00:00",79.826]
["20071003:0900",{"v":24.5,"d":"24.50"},59.43,0,{"v":0,"d":"0.00"},0,362.68,1.77,53,97277,{"$f":"'Phoenix TMY 3'!$D$5","v":2019},"10","03","09","10/03/2019 09:00","2019-10-03T02:00:00",76.1]
["20071003:1300",24.33,56.47,0,{"v":0,"d":"0.00"},0,363.52,1.58,78,97348,{"$f":"'Phoenix TMY 3'!$D$5","v":2019},"10","03","13","10/03/2019 13:00","2019-10-03T06:00:00",75.794]
["20071003:1600",29.49,37.33,296,{"v":141.8,"d":"141.80"},224,380.08,1.16,107,97338,{"$f":"'Phoenix TMY 3'!$D$5","v":2019},"10","03","16","10/03/2019 16:00","2019-10-03T09:00:00",85.082]
["20071003:2000",35.57,23.89,796,889.37,102,403.05,3.09,247,97008,{"$f":"'Phoenix TMY 3'!$D$5","v":2019},"10","03","20","10/03/2019 20:00","2019-10-03T13:00:00",96.026]
["20071003:2100",35.36,{"v":24.8,"d":"24.80"},715,866.88,98,403.22,{"v":3.2,"d":"3.20"},249,96950,{"$f":"'Phoenix TMY 3'!$D$5","v":2019},"10","03","21","10/03/2019 21:00","2019-10-03T14:00:00",95.648]
["20071004:0000",33.46,32.61,44,{"v":0,"d":"0.00"},44,396.57,2.96,277,96867,{"$f":"'Phoenix TMY 3'!$D$5","v":2019},"10","04","00","10/04/2019 00:00","2019-10-03T17:00:00",92.22800000000001]
["20071004:0400",29.06,45.57,0,{"v":0,"d":"0.00"},0,{"v":376.7,"d":"376.70"},1.63,3,96938,{"$f":"'Phoenix TMY 3'!$D$5","v":2019},"10","04","04","10/04/2019 04:00","2019-10-03T21:00:00",84.30799999999999]
["20071004:0700",26.52,54.52,0,{"v":0,"d":"0.00"},0,369.25,1.32,69,96870,{"$f":"'Phoenix TMY 3'!$D$5","v":2019},"10","04","07","10/04/2019 07:00","2019-10-04",79.73599999999999]
["20071004:1000",24.39,60.24,0,{"v":0,"d":"0.00"},0,364.83,{"v":1.4,"d":"1.40"},110,96810,{"$f":"'Phoenix TMY 3'!$D$5","v":2019},"10","04","10","10/04/2019 10:00","2019-10-04T03:00:00",75.902]
["20071004:1300",25.46,54.37,0,{"v":0,"d":"0.00"},0,369.62,1.13,138,96893,{"$f":"'Phoenix TMY 3'!$D$5","v":2019},"10","04","13","10/04/2019 13:00","2019-10-04T06:00:00",77.828]
["20071004:1800",32.25,30.97,404,{"v":81.8,"d":"81.80"},343,401.63,{"v":5.1,"d":"5.10"},213,96765,{"$f":"'Phoenix TMY 3'!$D$5","v":2019},"10","04","18","10/04/2019 18:00","2019-10-04T11:00:00",90.05000000000001]
["20071004:1900",33.07,29.17,504,139.39,394,406.57,5.81,216,96685,{"$f":"'Phoenix TMY 3'!$D$5","v":2019},"10","04","19","10/04/2019 19:00","2019-10-04T12:00:00",91.52600000000001]
["20071004:2200",33.48,26.95,458,369.43,241,404.97,6.46,219,96489,{"$f":"'Phoenix TMY 3'!$D$5","v":2019},"10","04","22","10/04/2019 22:00","2019-10-04T15:00:00",92.264]
["20071005:0100",31.53,27.24,0,{"v":0,"d":"0.00"},0,390.37,{"v":4.2,"d":"4.20"},223,96489,{"$f":"'Phoenix TMY 3'!$D$5","v":2019},"10","05","01","10/05/2019 01:00","2019-10-04T18:00:00",88.754]
["20071005:0500",27.56,30.48,0,{"v":0,"d":"0.00"},0,369.55,3.37,212,96576,{"$f":"'Phoenix TMY 3'!$D$5","v":2019},"10","05","05","10/05/2019 05:00","2019-10-04T22:00:00",81.608]
["20071005:0800",25.22,33.99,0,{"v":0,"d":"0.00"},0,{"v":362.4,"d":"362.40"},3.68,193,96576,{"$f":"'Phoenix TMY 3'!$D$5","v":2019},"10","05","08","10/05/2019 08:00",{"$f":"(DATEVALUE(O6674)+TIMEVALUE(O6674))+($P$16/24)","v":"2019-10-05T01:00:00"},77.396]
["20071005:1000",23.71,38.88,0,{"v":0,"d":"0.00"},0,357.57,3.87,185,96633,{"$f":"'Phoenix TMY 3'!$D$5","v":2019},"10","05","10","10/05/2019 10:00","2019-10-05T03:00:00",74.678]
["20071005:1600",26.66,29.24,485,801.61,83,348.55,5.82,188,96800,{"$f":"'Phoenix TMY 3'!$D$5","v":2019},"10","05","16","10/05/2019 16:00","2019-10-05T09:00:00",79.988]
["20071005:1900",30.26,{"v":21.2,"d":"21.20"},832,927.28,104,351.52,7.27,206,96659,{"$f":"'Phoenix TMY 3'!$D$5","v":2019},"10","05","19","10/05/2019 19:00","2019-10-05T12:00:00",86.468]
["20071005:2000",31.26,19.02,818,926.56,103,{"v":352,"d":"352.00"},7.63,213,96595,{"$f":"'Phoenix TMY 3'!$D$5","v":2019},"10","05","20","10/05/2019 20:00","2019-10-05T13:00:00",88.268]
["20071005:2300",29.59,19.87,405,781.13,77,342.35,7.57,225,96518,{"$f":"'Phoenix TMY 3'!$D$5","v":2019},"10","05","23","10/05/2019 23:00","2019-10-05T16:00:00",85.262]
["20071006:0200",26.09,24.18,0,{"v":0,"d":"0.00"},0,337.65,5.66,243,96739,{"$f":"'Phoenix TMY 3'!$D$5","v":2019},"10","06","02","10/06/2019 02:00","2019-10-05T19:00:00",78.962]
["20071006:0600",20.42,30.71,0,{"v":0,"d":"0.00"},0,319.12,3.63,266,97002,{"$f":"'Phoenix TMY 3'!$D$5","v":2019},"10","06","06","10/06/2019 06:00","2019-10-05T23:00:00",68.756]
["20071006:1100",15.35,35.96,0,{"v":0,"d":"0.00"},0,298.35,2.19,276,97210,{"$f":"'Phoenix TMY 3'!$D$5","v":2019},"10","06","11","10/06/2019 11:00","2019-10-06T04:00:00",59.629999999999995]
["20071006:1400",15.63,28.62,48,89.33,38,291.45,2.57,284,97421,{"$f":"'Phoenix TMY 3'!$D$5","v":2019},"10","06","14","10/06/2019 14:00","2019-10-06T07:00:00",60.134]
["20071006:1700",20.53,{"v":15.7,"d":"15.70"},687,920.91,96,{"v":297,"d":"297.00"},{"v":3.7,"d":"3.70"},292,97479,{"$f":"'Phoenix TMY 3'!$D$5","v":2019},"10","06","17","10/06/2019 17:00","2019-10-06T10:00:00",68.95400000000001]
["20071006:2000",24.19,10.57,857,980.05,105,{"v":292.9,"d":"292.90"},3.92,290,97287,{"$f":"'Phoenix TMY 3'!$D$5","v":2019},"10","06","20","10/06/2019 20:00","2019-10-06T13:00:00",75.542]
["20071006:2100",24.18,10.61,772,961.28,101,288.65,4.01,297,97258,{"$f":"'Phoenix TMY 3'!$D$5","v":2019},"10","06","21","10/06/2019 21:00","2019-10-06T14:00:00",75.524]
["20071007:0000",22.92,12.19,197,653.27,56,276.38,3.59,315,97229,{"$f":"'Phoenix TMY 3'!$D$5","v":2019},"10","07","00","10/07/2019 00:00","2019-10-06T17:00:00",73.256]
["20071007:0300",19.51,16.41,0,{"v":0,"d":"0.00"},0,267.98,{"v":2.3,"d":"2.30"},328,97328,{"$f":"'Phoenix TMY 3'!$D$5","v":2019},"10","07","03","10/07/2019 03:00","2019-10-06T20:00:00",67.118]
["20071007:0800",15.71,22.27,0,{"v":0,"d":"0.00"},0,263.65,2.19,15,97412,{"$f":"'Phoenix TMY 3'!$D$5","v":2019},"10","07","08","10/07/2019 08:00","2019-10-07T01:00:00",60.278000000000006]
["20071007:1100",13.76,27.91,0,{"v":0,"d":"0.00"},0,260.05,2.63,38,97469,{"$f":"'Phoenix TMY 3'!$D$5","v":2019},"10","07","11","10/07/2019 11:00","2019-10-07T04:00:00",56.768]
["20071007:1500",17.61,19.97,298,731.04,68,263.35,2.68,50,97642,{"$f":"'Phoenix TMY 3'!$D$5","v":2019},"10","07","15","10/07/2019 15:00","2019-10-07T08:00:00",63.698]
["20071007:1800",24.59,{"v":10.3,"d":"10.30"},815,969.56,103,274.65,3.38,40,97540,{"$f":"'Phoenix TMY 3'!$D$5","v":2019},"10","07","18","10/07/2019 18:00","2019-10-07T11:00:00",76.262]
["20071007:2100",27.56,7.37,766,960.43,100,276.97,3.54,30,97328,{"$f":"'Phoenix TMY 3'!$D$5","v":2019},"10","07","21","10/07/2019 21:00","2019-10-07T14:00:00",81.608]
["20071007:2200",27.73,7.25,615,912.51,92,276.08,3.61,27,97283,{"$f":"'Phoenix TMY 3'!$D$5","v":2019},"10","07","22","10/07/2019 22:00","2019-10-07T15:00:00",81.914]
["20071008:0100",23.91,12.83,0,{"v":0,"d":"0.00"},0,274.87,3.15,11,97309,{"$f":"'Phoenix TMY 3'!$D$5","v":2019},{"$f":"MID(A6739,5,2)","v":"10"},{"$f":"MID(A6739,7,2)","v":"08"},{"$f":"MID(A6739,10,2)","v":"01"},{"$f":"L6739&\"/\"&M6739&\"/\"&K6739&\" \"&N6739&\":00\"","v":"10/08/2019 01:00"},"2019-10-07T18:00:00",{"$f":"((9/5)*B6739)+32","v":75.03800000000001}]
["20071008:0500",{"v":18.3,"d":"18.30"},18.98,0,{"v":0,"d":"0.00"},0,{"v":281.6,"d":"281.60"},3.03,37,97354,{"$f":"'Phoenix TMY 3'!$D$5","v":2019},"10","08","05","10/08/2019 05:00","2019-10-07T22:00:00",64.94]
["20071008:0900",15.36,22.24,0,{"v":0,"d":"0.00"},0,278.58,3.53,55,97299,{"$f":"'Phoenix TMY 3'!$D$5","v":2019},"10","08","09","10/08/2019 09:00","2019-10-08T02:00:00",59.647999999999996]
["20071008:1200",14.62,22.81,0,{"v":0,"d":"0.00"},0,277.77,3.77,59,97360,{"$f":"'Phoenix TMY 3'!$D$5","v":2019},"10","08","12","10/08/2019 12:00","2019-10-08T05:00:00",58.316]
["20071008:1600",23.42,12.63,499,843.83,84,297.53,3.74,67,97431,{"$f":"'Phoenix TMY 3'!$D$5","v":2019},"10","08","16","10/08/2019 16:00","2019-10-08T09:00:00",74.156]
["20071008:1900",31.11,7.45,842,955.03,104,317.93,4.14,99,97175,{"$f":"'Phoenix TMY 3'!$D$5","v":2019},"10","08","19","10/08/2019 19:00","2019-10-08T12:00:00",87.99799999999999]
["20071008:2200",33.39,7.54,589,{"v":877.9,"d":"877.90"},90,325.98,3.91,131,96963,{"$f":"'Phoenix TMY 3'!$D$5","v":2019},"10","08","22","10/08/2019 22:00","2019-10-08T15:00:00",92.102]
["20071008:2300",33.54,7.89,394,784.34,76,327.05,{"v":3.7,"d":"3.70"},139,96912,{"$f":"'Phoenix TMY 3'!$D$5","v":2019},"10","08","23","10/08/2019 23:00","2019-10-08T16:00:00",92.372]
["20071009:0200",27.93,12.73,0,{"v":0,"d":"0.00"},0,320.15,{"v":0.7,"d":"0.70"},322,97037,{"$f":"'Phoenix TMY 3'!$D$5","v":2019},"10","09","02","10/09/2019 02:00","2019-10-08T19:00:00",82.274]
["20071009:0700",21.83,21.17,0,{"v":0,"d":"0.00"},0,318.13,1.88,89,97165,{"$f":"'Phoenix TMY 3'!$D$5","v":2019},"10","09","07","10/09/2019 07:00","2019-10-09",71.294]
["20071009:1000",19.37,26.34,0,{"v":0,"d":"0.00"},0,318.58,2.53,94,97197,{"$f":"'Phoenix TMY 3'!$D$5","v":2019},"10","09","10","10/09/2019 10:00","2019-10-09T03:00:00",66.866]
["20071009:1300",19.35,23.56,0,{"v":0,"d":"0.00"},0,317.63,2.07,98,97370,{"$f":"'Phoenix TMY 3'!$D$5","v":2019},"10","09","13","10/09/2019 13:00","2019-10-09T06:00:00",66.83000000000001]
["20071009:1700",29.84,10.11,646,876.26,93,345.05,3.13,129,97402,{"$f":"'Phoenix TMY 3'!$D$5","v":2019},"10","09","17","10/09/2019 17:00","2019-10-09T10:00:00",85.712]
["20071009:2000",34.56,8.25,798,924.24,101,{"v":363.3,"d":"363.30"},3.19,187,97171,{"$f":"'Phoenix TMY 3'!$D$5","v":2019},"10","09","20","10/09/2019 20:00","2019-10-09T13:00:00",94.208]
["20071009:2300",34.39,8.02,383,768.75,75,{"v":360.2,"d":"360.20"},2.66,234,97085,{"$f":"'Phoenix TMY 3'!$D$5","v":2019},"10","09","23","10/09/2019 23:00","2019-10-09T16:00:00",93.902]
["20071010:0300",25.26,14.47,0,{"v":0,"d":"0.00"},0,333.52,1.58,312,97187,{"$f":"'Phoenix TMY 3'!$D$5","v":2019},"10","10","03","10/10/2019 03:00","2019-10-09T20:00:00",77.468]
["20071010:0400",24.39,15.55,0,{"v":0,"d":"0.00"},0,330.08,1.04,326,97203,{"$f":"'Phoenix TMY 3'!$D$5","v":2019},"10","10","04","10/10/2019 04:00","2019-10-09T21:00:00",75.902]
["20071010:0800",21.43,{"v":21.4,"d":"21.40"},0,{"v":0,"d":"0.00"},0,321.05,1.01,64,97200,{"$f":"'Phoenix TMY 3'!$D$5","v":2019},"10","10","08","10/10/2019 08:00","2019-10-10T01:00:00",70.574]
["20071010:1100",{"v":19.2,"d":"19.20"},25.65,0,{"v":0,"d":"0.00"},0,{"v":317.7,"d":"317.70"},1.59,88,97191,{"$f":"'Phoenix TMY 3'!$D$5","v":2019},"10","10","11","10/10/2019 11:00","2019-10-10T04:00:00",66.56]
["20071010:1400",20.23,18.67,67,347.32,32,{"v":313,"d":"313.00"},1.05,103,97421,{"$f":"'Phoenix TMY 3'!$D$5","v":2019},"10","10","14","10/10/2019 14:00","2019-10-10T07:00:00",68.414]
["20071010:1800",30.32,8.07,785,946.45,101,333.22,{"v":1.8,"d":"1.80"},226,97299,{"$f":"'Phoenix TMY 3'!$D$5","v":2019},"10","10","18","10/10/2019 18:00","2019-10-10T11:00:00",86.576]
["20071010:2100",32.76,6.86,741,946.09,98,332.92,3.38,252,97095,{"$f":"'Phoenix TMY 3'!$D$5","v":2019},"10","10","21","10/10/2019 21:00","2019-10-10T14:00:00",90.96799999999999]
["20071011:0000",29.98,8.66,174,619.68,52,318.47,3.39,274,97040,{"$f":"'Phoenix TMY 3'!$D$5","v":2019},"10","11","00","10/11/2019 00:00","2019-10-10T17:00:00",85.964]
["20071011:0200",25.25,11.86,0,{"v":0,"d":"0.00"},0,{"v":306.1,"d":"306.10"},{"v":2.5,"d":"2.50"},296,97085,{"$f":"'Phoenix TMY 3'!$D$5","v":2019},"10","11","02","10/11/2019 02:00","2019-10-10T19:00:00",77.45]
["20071011:0500",22.62,14.96,0,{"v":0,"d":"0.00"},0,{"v":295.3,"d":"295.30"},0.87,341,97123,{"$f":"'Phoenix TMY 3'!$D$5","v":2019},"10","11","05","10/11/2019 05:00","2019-10-10T22:00:00",72.71600000000001]
["20071011:0900",18.85,22.13,0,{"v":0,"d":"0.00"},0,{"v":288.8,"d":"288.80"},1.68,82,97120,{"$f":"'Phoenix TMY 3'!$D$5","v":2019},"10","11","09","10/11/2019 09:00","2019-10-11T02:00:00",65.93]
["20071011:1200",17.19,23.23,0,{"v":0,"d":"0.00"},0,285.47,1.62,91,97152,{"$f":"'Phoenix TMY 3'!$D$5","v":2019},"10","11","12","10/11/2019 12:00","2019-10-11T05:00:00",62.94200000000001]
["20071011:1500",21.47,16.93,278,704.28,65,291.65,0.96,93,97210,{"$f":"'Phoenix TMY 3'!$D$5","v":2019},"10","11","15","10/11/2019 15:00","2019-10-11T08:00:00",70.646]
["20071011:1900",{"v":31.1,"d":"31.10"},6.68,835,962.92,103,313.35,1.28,185,96986,{"$f":"'Phoenix TMY 3'!$D$5","v":2019},"10","11","19","10/11/2019 19:00","2019-10-11T12:00:00",87.98]
["20071011:2100",32.55,6.02,728,934.77,97,313.72,2.02,238,96835,{"$f":"'Phoenix TMY 3'!$D$5","v":2019},"10","11","21","10/11/2019 21:00","2019-10-11T14:00:00",90.59]
["20071012:0000",29.94,8.34,167,603.44,51,303.87,2.47,272,96733,{"$f":"'Phoenix TMY 3'!$D$5","v":2019},"10","12","00","10/12/2019 00:00","2019-10-11T17:00:00",85.892]
["20071012:0300",23.97,14.26,0,{"v":0,"d":"0.00"},0,296.18,{"v":1.8,"d":"1.80"},322,96758,{"$f":"'Phoenix TMY 3'!$D$5","v":2019},"10","12","03","10/12/2019 03:00","2019-10-11T20:00:00",75.146]
["20071012:0600",21.43,18.65,0,{"v":0,"d":"0.00"},0,293.58,1.19,34,96736,{"$f":"'Phoenix TMY 3'!$D$5","v":2019},"10","12","06","10/12/2019 06:00","2019-10-11T23:00:00",70.574]
["20071012:1000",17.53,21.07,0,{"v":0,"d":"0.00"},0,290.35,{"v":1.9,"d":"1.90"},109,96691,{"$f":"'Phoenix TMY 3'!$D$5","v":2019},"10","12","10","10/12/2019 10:00","2019-10-12T03:00:00",63.554]
["20071012:1300",18.13,{"v":19.7,"d":"19.70"},0,{"v":0,"d":"0.00"},0,288.37,1.94,127,96774,{"$f":"'Phoenix TMY 3'!$D$5","v":2019},"10","12","13","10/12/2019 13:00","2019-10-12T06:00:00",64.634]
["20071012:1600",25.04,14.43,482,{"v":836.1,"d":"836.10"},82,300.13,2.59,189,96784,{"$f":"'Phoenix TMY 3'!$D$5","v":2019},"10","12","16","10/12/2019 16:00","2019-10-12T09:00:00",77.072]
["20071012:1800",29.26,11.61,774,944.33,99,307.88,3.71,220,96698,{"$f":"'Phoenix TMY 3'!$D$5","v":2019},"10","12","18","10/12/2019 18:00","2019-10-12T11:00:00",84.668]
["20071013:0000",28.46,13.79,158,575.59,50,{"v":309.6,"d":"309.60"},4.92,241,96457,{"$f":"'Phoenix TMY 3'!$D$5","v":2019},"10","13","00","10/13/2019 00:00","2019-10-12T17:00:00",83.22800000000001]
["20071013:0100",26.74,15.16,0,{"v":0,"d":"0.00"},0,{"v":307.6,"d":"307.60"},4.11,245,96483,{"$f":"'Phoenix TMY 3'!$D$5","v":2019},"10","13","01","10/13/2019 01:00","2019-10-12T18:00:00",80.132]
["20071013:0400",22.49,21.37,0,{"v":0,"d":"0.00"},0,304.17,2.94,235,96560,{"$f":"'Phoenix TMY 3'!$D$5","v":2019},"10","13","04","10/13/2019 04:00","2019-10-12T21:00:00",72.482]
["20071013:0700",19.13,30.62,0,{"v":0,"d":"0.00"},0,301.15,2.63,214,96592,{"$f":"'Phoenix TMY 3'!$D$5","v":2019},"10","13","07","10/13/2019 07:00","2019-10-13",66.434]
["20071013:1100",15.65,{"v":44.7,"d":"44.70"},0,{"v":0,"d":"0.00"},0,297.75,2.25,214,96691,{"$f":"'Phoenix TMY 3'!$D$5","v":2019},"10","13","11","10/13/2019 11:00","2019-10-13T04:00:00",60.17]
["20071013:1400",17.58,47.39,45,151.96,31,{"v":299.1,"d":"299.10"},1.59,229,96893,{"$f":"'Phoenix TMY 3'!$D$5","v":2019},"10","13","14","10/13/2019 14:00","2019-10-13T07:00:00",63.644]
["20071013:1900",24.31,34.56,803,935.19,100,317.27,4.46,257,96774,{"$f":"'Phoenix TMY 3'!$D$5","v":2019},"10","13","19","10/13/2019 19:00","2019-10-13T12:00:00",75.758]
["20071013:2200",25.24,31.45,553,857.05,86,317.67,4.93,273,96688,{"$f":"'Phoenix TMY 3'!$D$5","v":2019},"10","13","22","10/13/2019 22:00","2019-10-13T15:00:00",77.43199999999999]
["20071014:0100",23.22,34.19,0,{"v":0,"d":"0.00"},0,{"v":309,"d":"309.00"},3.54,288,96813,{"$f":"'Phoenix TMY 3'!$D$5","v":2019},"10","14","01","10/14/2019 01:00","2019-10-13T18:00:00",73.79599999999999]
["20071014:0200",22.25,35.71,0,{"v":0,"d":"0.00"},0,{"v":305.2,"d":"305.20"},2.87,293,96883,{"$f":"'Phoenix TMY 3'!$D$5","v":2019},"10","14","02","10/14/2019 02:00","2019-10-13T19:00:00",72.05000000000001]
["20071014:0500",{"v":19.2,"d":"19.20"},{"v":43.7,"d":"43.70"},0,{"v":0,"d":"0.00"},0,301.75,1.68,286,96970,{"$f":"'Phoenix TMY 3'!$D$5","v":2019},"10","14","05","10/14/2019 05:00","2019-10-13T22:00:00",66.56]
["20071014:0800",17.73,50.62,0,{"v":0,"d":"0.00"},0,{"v":297.7,"d":"297.70"},0.74,244,96970,{"$f":"'Phoenix TMY 3'!$D$5","v":2019},"10","14","08","10/14/2019 08:00","2019-10-14T01:00:00",63.914]
["20071014:1200",{"v":16.7,"d":"16.70"},51.79,0,{"v":0,"d":"0.00"},0,296.15,0.58,134,97082,{"$f":"'Phoenix TMY 3'!$D$5","v":2019},"10","14","12","10/14/2019 12:00","2019-10-14T05:00:00",62.06]
["20071014:1600",21.93,32.57,458,801.66,80,309.85,1.17,347,97191,{"$f":"'Phoenix TMY 3'!$D$5","v":2019},"10","14","16","10/14/2019 16:00","2019-10-14T09:00:00",71.474]
["20071014:2000",28.26,18.14,776,924.95,99,{"v":321.1,"d":"321.10"},2.77,297,96960,{"$f":"'Phoenix TMY 3'!$D$5","v":2019},"10","14","20","10/14/2019 20:00","2019-10-14T13:00:00",82.868]
["20071014:2300",28.19,17.29,358,758.32,72,315.25,2.88,298,96893,{"$f":"'Phoenix TMY 3'!$D$5","v":2019},"10","14","23","10/14/2019 23:00","2019-10-14T16:00:00",82.742]
["20071015:0200",22.98,25.85,0,{"v":0,"d":"0.00"},0,{"v":303.6,"d":"303.60"},1.67,282,97047,{"$f":"'Phoenix TMY 3'!$D$5","v":2019},"10","15","02","10/15/2019 02:00","2019-10-14T19:00:00",73.364]
["20071015:0300",22.68,27.24,0,{"v":0,"d":"0.00"},0,303.13,1.28,288,97069,{"$f":"'Phoenix TMY 3'!$D$5","v":2019},"10","15","03","10/15/2019 03:00","2019-10-14T20:00:00",72.824]
["20071015:0600",21.16,32.01,0,{"v":0,"d":"0.00"},0,{"v":300.7,"d":"300.70"},{"v":0.8,"d":"0.80"},340,97117,{"$f":"'Phoenix TMY 3'!$D$5","v":2019},"10","15","06","10/15/2019 06:00","2019-10-14T23:00:00",70.088]
["20071015:1000",{"v":16.8,"d":"16.80"},40.62,0,{"v":0,"d":"0.00"},0,294.93,1.92,70,97123,{"$f":"'Phoenix TMY 3'!$D$5","v":2019},"10","15","10","10/15/2019 10:00","2019-10-15T03:00:00",62.24]
["20071015:1300",16.34,38.22,0,{"v":0,"d":"0.00"},0,292.55,1.86,82,97181,{"$f":"'Phoenix TMY 3'!$D$5","v":2019},"10","15","13","10/15/2019 13:00","2019-10-15T06:00:00",61.412]
["20071015:1700",26.32,17.74,635,893.43,91,{"v":313.8,"d":"313.80"},1.27,97,97181,{"$f":"'Phoenix TMY 3'!$D$5","v":2019},"10","15","17","10/15/2019 17:00","2019-10-15T10:00:00",79.376]
["20071015:2100",29.73,15.02,701,922.82,95,320.83,1.47,201,96813,{"$f":"'Phoenix TMY 3'!$D$5","v":2019},"10","15","21","10/15/2019 21:00","2019-10-15T14:00:00",85.51400000000001]
["20071016:0000",27.91,17.51,146,562.82,48,311.32,1.76,272,96685,{"$f":"'Phoenix TMY 3'!$D$5","v":2019},"10","16","00","10/16/2019 00:00",{"$f":"(DATEVALUE(O6930)+TIMEVALUE(O6930))+($P$16/24)","v":"2019-10-15T17:00:00"},82.238]
["20071016:0300",23.24,24.06,0,{"v":0,"d":"0.00"},0,302.65,1.48,355,96669,{"$f":"'Phoenix TMY 3'!$D$5","v":2019},"10","16","03","10/16/2019 03:00","2019-10-15T20:00:00",73.832]
["20071016:0400",{"v":22,"d":"22.00"},26.08,0,{"v":0,"d":"0.00"},0,302.15,1.25,7,96665,{"$f":"'Phoenix TMY 3'!$D$5","v":2019},"10","16","04","10/16/2019 04:00","2019-10-15T21:00:00",71.6]
["20071016:1000",17.05,31.56,0,{"v":0,"d":"0.00"},0,{"v":297,"d":"297.00"},1.59,146,96544,{"$f":"'Phoenix TMY 3'!$D$5","v":2019},"10","16","10","10/16/2019 10:00","2019-10-16T03:00:00",62.69]
["20071016:1200",17.23,31.81,0,{"v":0,"d":"0.00"},0,296.45,{"v":1.9,"d":"1.90"},153,96579,{"$f":"'Phoenix TMY 3'!$D$5","v":2019},"10","16","12","10/16/2019 12:00","2019-10-16T05:00:00",63.014]
["20071016:1500",20.62,31.07,253,666.59,62,302.12,2.72,181,96659,{"$f":"'Phoenix TMY 3'!$D$5","v":2019},"10","16","15","10/16/2019 15:00","2019-10-16T08:00:00",69.116]
["20071016:1800",25.94,22.73,739,{"v":920.3,"d":"920.30"},96,313.33,5.22,231,96589,{"$f":"'Phoenix TMY 3'!$D$5","v":2019},"10","16","18","10/16/2019 18:00","2019-10-16T11:00:00",78.69200000000001]
["20071016:2200",26.37,21.96,542,{"v":860.6,"d":"860.60"},85,{"v":313.8,"d":"313.80"},6.94,248,96435,{"$f":"'Phoenix TMY 3'!$D$5","v":2019},"10","16","22","10/16/2019 22:00","2019-10-16T15:00:00",79.46600000000001]
["20071017:0100",23.49,25.64,0,{"v":0,"d":"0.00"},0,305.65,5.75,266,96569,{"$f":"'Phoenix TMY 3'!$D$5","v":2019},"10","17","01","10/17/2019 01:00","2019-10-16T18:00:00",74.282]
["20071017:0400",20.25,33.04,0,{"v":0,"d":"0.00"},0,296.27,3.99,269,96733,{"$f":"'Phoenix TMY 3'!$D$5","v":2019},"10","17","04","10/17/2019 04:00","2019-10-16T21:00:00",68.45]
["20071017:0700",17.29,44.84,0,{"v":0,"d":"0.00"},0,{"v":289.5,"d":"289.50"},2.59,252,96829,{"$f":"'Phoenix TMY 3'!$D$5","v":2019},"10","17","07","10/17/2019 07:00","2019-10-17",63.122]
["20071017:0900",15.53,52.99,0,{"v":0,"d":"0.00"},0,286.38,2.11,232,96886,{"$f":"'Phoenix TMY 3'!$D$5","v":2019},"10","17","09","10/17/2019 09:00","2019-10-17T02:00:00",59.954]
["20071017:1300",15.35,54.13,0,{"v":0,"d":"0.00"},0,284.22,2.14,218,97034,{"$f":"'Phoenix TMY 3'!$D$5","v":2019},"10","17","13","10/17/2019 13:00","2019-10-17T06:00:00",59.629999999999995]
["20071017:1600",{"v":19.2,"d":"19.20"},42.31,457,820.01,79,294.18,3.85,243,97114,{"$f":"'Phoenix TMY 3'!$D$5","v":2019},"10","17","16","10/17/2019 16:00","2019-10-17T09:00:00",66.56]
["20071017:1900",23.35,33.08,789,939.27,99,{"v":303.8,"d":"303.80"},5.32,261,96973,{"$f":"'Phoenix TMY 3'!$D$5","v":2019},"10","17","19","10/17/2019 19:00","2019-10-17T12:00:00",74.03]
["20071017:2300",24.66,29.43,343,{"v":751.1,"d":"751.10"},70,305.95,5.37,274,96816,{"$f":"'Phoenix TMY 3'!$D$5","v":2019},"10","17","23","10/17/2019 23:00","2019-10-17T16:00:00",76.388]
["20071018:0200",{"v":21.9,"d":"21.90"},29.16,0,{"v":0,"d":"0.00"},0,{"v":298.1,"d":"298.10"},3.35,278,96941,{"$f":"'Phoenix TMY 3'!$D$5","v":2019},"10","18","02","10/18/2019 02:00","2019-10-17T19:00:00",71.42]
["20071018:0400",{"v":19.7,"d":"19.70"},33.46,0,{"v":0,"d":"0.00"},0,296.43,2.32,282,97031,{"$f":"'Phoenix TMY 3'!$D$5","v":2019},"10","18","04","10/18/2019 04:00","2019-10-17T21:00:00",67.46000000000001]
["20071018:0700",{"v":17.6,"d":"17.60"},39.95,0,{"v":0,"d":"0.00"},0,293.37,0.99,299,97107,{"$f":"'Phoenix TMY 3'!$D$5","v":2019},"10","18","07","10/18/2019 07:00","2019-10-18",63.68000000000001]
["20071018:1000",15.55,44.74,0,{"v":0,"d":"0.00"},0,289.38,0.89,30,97155,{"$f":"'Phoenix TMY 3'!$D$5","v":2019},"10","18","10","10/18/2019 10:00","2019-10-18T03:00:00",59.99]
["20071018:1400",15.82,41.29,47,271.86,26,290.35,0.92,85,97344,{"$f":"'Phoenix TMY 3'!$D$5","v":2019},"10","18","14","10/18/2019 14:00","2019-10-18T07:00:00",60.476]
["20071018:1700",23.95,18.97,616,880.45,90,307.65,1.35,356,97421,{"$f":"'Phoenix TMY 3'!$D$5","v":2019},{"$f":"MID(A6995,5,2)","v":"10"},{"$f":"MID(A6995,7,2)","v":"18"},{"$f":"MID(A6995,10,2)","v":"17"},{"$f":"L6995&\"/\"&M6995&\"/\"&K6995&\" \"&N6995&\":00\"","v":"10/18/2019 17:00"},"2019-10-18T10:00:00",{"$f":"((9/5)*B6995)+32","v":75.11}]
["20071018:2000",28.45,12.85,763,931.21,98,314.75,3.08,327,97219,{"$f":"'Phoenix TMY 3'!$D$5","v":2019},"10","18","20","10/18/2019 20:00","2019-10-18T13:00:00",83.21000000000001]
["20071019:0000",27.02,14.67,131,533.86,45,308.13,2.81,330,97162,{"$f":"'Phoenix TMY 3'!$D$5","v":2019},"10","19","00","10/19/2019 00:00","2019-10-18T17:00:00",80.636]
["20071019:0100",25.33,16.74,0,{"v":0,"d":"0.00"},0,305.87,{"v":2.4,"d":"2.40"},331,97210,{"$f":"'Phoenix TMY 3'!$D$5","v":2019},"10","19","01","10/19/2019 01:00","2019-10-18T18:00:00",77.594]
["20071019:0500",19.91,24.12,0,{"v":0,"d":"0.00"},0,{"v":302.1,"d":"302.10"},2.44,42,97354,{"$f":"'Phoenix TMY 3'!$D$5","v":2019},"10","19","05","10/19/2019 05:00","2019-10-18T22:00:00",67.838]
["20071019:0800",{"v":17.1,"d":"17.10"},28.78,0,{"v":0,"d":"0.00"},0,{"v":298,"d":"298.00"},2.72,64,97364,{"$f":"'Phoenix TMY 3'!$D$5","v":2019},"10","19","08","10/19/2019 08:00","2019-10-19T01:00:00",62.78]
["20071019:1100",14.85,32.12,0,{"v":0,"d":"0.00"},0,{"v":292.4,"d":"292.40"},2.94,66,97412,{"$f":"'Phoenix TMY 3'!$D$5","v":2019},"10","19","11","10/19/2019 11:00","2019-10-19T04:00:00",58.730000000000004]
["20071019:1500",19.81,22.19,246,{"v":668.7,"d":"668.70"},61,296.95,2.75,69,97479,{"$f":"'Phoenix TMY 3'!$D$5","v":2019},"10","19","15","10/19/2019 15:00","2019-10-19T08:00:00",67.658]
["20071019:1800",28.98,11.94,736,{"v":932.4,"d":"932.40"},96,{"v":315.6,"d":"315.60"},2.45,67,97344,{"$f":"'Phoenix TMY 3'!$D$5","v":2019},"10","19","18","10/19/2019 18:00","2019-10-19T11:00:00",84.164]
["20071019:2100",32.66,{"v":11.2,"d":"11.20"},680,919.29,93,323.62,1.82,49,97101,{"$f":"'Phoenix TMY 3'!$D$5","v":2019},"10","19","21","10/19/2019 21:00","2019-10-19T14:00:00",90.788]
["20071020:0200",26.39,{"v":17.3,"d":"17.30"},0,{"v":0,"d":"0.00"},0,{"v":314.7,"d":"314.70"},1.81,4,96970,{"$f":"'Phoenix TMY 3'!$D$5","v":2019},"10","20","02","10/20/2019 02:00","2019-10-19T19:00:00",79.50200000000001]
["20071020:0500",22.16,23.71,0,{"v":0,"d":"0.00"},0,{"v":313.5,"d":"313.50"},1.89,62,96960,{"$f":"'Phoenix TMY 3'!$D$5","v":2019},"10","20","05","10/20/2019 05:00","2019-10-19T22:00:00",71.888]
["20071020:0600",21.35,25.67,0,{"v":0,"d":"0.00"},0,311.28,1.95,70,96944,{"$f":"'Phoenix TMY 3'!$D$5","v":2019},"10","20","06","10/20/2019 06:00","2019-10-19T23:00:00",70.43]
["20071020:0900",{"v":18.9,"d":"18.90"},30.72,0,{"v":0,"d":"0.00"},0,305.28,2.08,89,96909,{"$f":"'Phoenix TMY 3'!$D$5","v":2019},"10","20","09","10/20/2019 09:00","2019-10-20T02:00:00",66.02]
["20071020:1200",17.71,31.69,0,{"v":0,"d":"0.00"},0,301.03,1.89,103,96947,{"$f":"'Phoenix TMY 3'!$D$5","v":2019},"10","20","12","10/20/2019 12:00","2019-10-20T05:00:00",63.878]
["20071020:1600",25.64,20.11,451,826.34,79,312.47,1.88,178,97005,{"$f":"'Phoenix TMY 3'!$D$5","v":2019},"10","20","16","10/20/2019 16:00","2019-10-20T09:00:00",78.152]
["20071020:1900",31.92,13.04,787,954.68,98,{"v":321.8,"d":"321.80"},4.19,235,96810,{"$f":"'Phoenix TMY 3'!$D$5","v":2019},"10","20","19","10/20/2019 19:00","2019-10-20T12:00:00",89.456]
["20071020:2300",32.24,12.71,334,756.76,69,{"v":318.5,"d":"318.50"},{"v":5.6,"d":"5.60"},253,96566,{"$f":"'Phoenix TMY 3'!$D$5","v":2019},"10","20","23","10/20/2019 23:00","2019-10-20T16:00:00",90.03200000000001]
["20071021:0300",25.12,20.44,0,{"v":0,"d":"0.00"},0,308.15,3.33,253,96685,{"$f":"'Phoenix TMY 3'!$D$5","v":2019},"10","21","03","10/21/2019 03:00","2019-10-20T20:00:00",77.21600000000001]
["20071021:0600",21.92,23.07,0,{"v":0,"d":"0.00"},0,307.45,2.69,253,96822,{"$f":"'Phoenix TMY 3'!$D$5","v":2019},"10","21","06","10/21/2019 06:00","2019-10-20T23:00:00",71.456]
["20071021:0700",21.12,22.22,0,{"v":0,"d":"0.00"},0,306.45,2.57,259,96877,{"$f":"'Phoenix TMY 3'!$D$5","v":2019},"10","21","07","10/21/2019 07:00","2019-10-21",70.016]
["20071021:1000",19.03,18.71,0,{"v":0,"d":"0.00"},0,303.68,{"v":2.3,"d":"2.30"},321,97072,{"$f":"'Phoenix TMY 3'!$D$5","v":2019},"10","21","10","10/21/2019 10:00","2019-10-21T03:00:00",66.254]
["20071021:1300",18.77,14.27,0,{"v":0,"d":"0.00"},0,300.97,2.61,7,97341,{"$f":"'Phoenix TMY 3'!$D$5","v":2019},"10","21","13","10/21/2019 13:00","2019-10-21T06:00:00",65.786]
["20071021:1700",24.82,7.27,500,518.98,196,{"v":305.2,"d":"305.20"},6.33,36,97584,{"$f":"'Phoenix TMY 3'!$D$5","v":2019},"10","21","17","10/21/2019 17:00","2019-10-21T10:00:00",76.676]
["20071021:2000",27.36,5.61,785,980.26,98,296.55,{"v":7.7,"d":"7.70"},25,97594,{"$f":"'Phoenix TMY 3'!$D$5","v":2019},"10","21","20","10/21/2019 20:00","2019-10-21T13:00:00",81.24799999999999]
["20071022:0100",{"v":22.2,"d":"22.20"},9.41,0,{"v":0,"d":"0.00"},0,263.65,7.76,36,97917,{"$f":"'Phoenix TMY 3'!$D$5","v":2019},"10","22","01","10/22/2019 01:00","2019-10-21T18:00:00",71.96000000000001]
["20071022:0400",18.86,13.74,0,{"v":0,"d":"0.00"},0,255.37,7.37,46,98174,{"$f":"'Phoenix TMY 3'!$D$5","v":2019},"10","22","04","10/22/2019 04:00","2019-10-21T21:00:00",65.94800000000001]
["20071022:0700",16.72,16.97,0,{"v":0,"d":"0.00"},0,{"v":252.6,"d":"252.60"},6.63,55,98337,{"$f":"'Phoenix TMY 3'!$D$5","v":2019},"10","22","07","10/22/2019 07:00","2019-10-22",62.096000000000004]
["20071022:0800",16.15,17.82,0,{"v":0,"d":"0.00"},0,251.75,6.32,58,98382,{"$f":"'Phoenix TMY 3'!$D$5","v":2019},"10","22","08","10/22/2019 08:00","2019-10-22T01:00:00",61.06999999999999]
["20071022:1100",15.05,19.14,0,{"v":0,"d":"0.00"},0,252.75,{"v":5.6,"d":"5.60"},64,98516,{"$f":"'Phoenix TMY 3'!$D$5","v":2019},"10","22","11","10/22/2019 11:00","2019-10-22T04:00:00",59.09]
["20071022:1500",17.85,15.43,241,679.03,60,{"v":259.1,"d":"259.10"},{"v":5.6,"d":"5.60"},67,98772,{"$f":"'Phoenix TMY 3'!$D$5","v":2019},"10","22","15","10/22/2019 15:00","2019-10-22T08:00:00",64.13]
["20071022:1700",21.39,11.89,619,909.19,90,{"v":268.2,"d":"268.20"},7.21,79,98766,{"$f":"'Phoenix TMY 3'!$D$5","v":2019},"10","22","17","10/22/2019 17:00","2019-10-22T10:00:00",70.50200000000001]
["20071022:2200",25.52,9.14,524,872.83,84,{"v":276.8,"d":"276.80"},5.16,71,98395,{"$f":"'Phoenix TMY 3'!$D$5","v":2019},"10","22","22","10/22/2019 22:00","2019-10-22T15:00:00",77.936]
["20071023:0200",20.73,12.12,0,{"v":0,"d":"0.00"},0,{"v":275.9,"d":"275.90"},2.68,37,98353,{"$f":"'Phoenix TMY 3'!$D$5","v":2019},"10","23","02","10/23/2019 02:00","2019-10-22T19:00:00",69.314]
["20071023:0500",18.76,13.17,0,{"v":0,"d":"0.00"},0,278.45,{"v":3.3,"d":"3.30"},48,98430,{"$f":"'Phoenix TMY 3'!$D$5","v":2019},"10","23","05","10/23/2019 05:00","2019-10-22T22:00:00",65.768]
["20071023:0800",{"v":17.2,"d":"17.20"},{"v":14.6,"d":"14.60"},0,{"v":0,"d":"0.00"},0,274.75,3.72,56,98382,{"$f":"'Phoenix TMY 3'!$D$5","v":2019},"10","23","08","10/23/2019 08:00","2019-10-23T01:00:00",62.96]
["20071023:0900",16.62,15.07,0,{"v":0,"d":"0.00"},0,273.83,3.83,58,98398,{"$f":"'Phoenix TMY 3'!$D$5","v":2019},"10","23","09","10/23/2019 09:00","2019-10-23T02:00:00",61.916000000000004]
["20071023:1200",15.57,15.54,0,{"v":0,"d":"0.00"},0,271.85,{"v":4,"d":"4.00"},61,98459,{"$f":"'Phoenix TMY 3'!$D$5","v":2019},"10","23","12","10/23/2019 12:00","2019-10-23T05:00:00",60.025999999999996]
["20071023:1800",26.59,9.04,716,927.06,95,291.23,5.49,71,98276,{"$f":"'Phoenix TMY 3'!$D$5","v":2019},"10","23","18","10/23/2019 18:00","2019-10-23T11:00:00",79.862]
["20071023:2000",{"v":30.2,"d":"30.20"},9.21,746,939.26,96,{"v":298.2,"d":"298.20"},5.86,76,98046,{"$f":"'Phoenix TMY 3'!$D$5","v":2019},"10","23","20","10/23/2019 20:00","2019-10-23T13:00:00",86.36]
["20071023:2300",30.44,{"v":10.6,"d":"10.60"},321,749.98,68,{"v":298.5,"d":"298.50"},4.62,81,97911,{"$f":"'Phoenix TMY 3'!$D$5","v":2019},"10","23","23","10/23/2019 23:00","2019-10-23T16:00:00",86.792]
["20071024:0300",24.04,20.09,0,{"v":0,"d":"0.00"},0,299.05,3.91,81,98023,{"$f":"'Phoenix TMY 3'!$D$5","v":2019},"10","24","03","10/24/2019 03:00","2019-10-23T20:00:00",75.27199999999999]
["20071024:0600",21.69,23.66,0,{"v":0,"d":"0.00"},0,296.13,4.25,81,98110,{"$f":"'Phoenix TMY 3'!$D$5","v":2019},"10","24","06","10/24/2019 06:00","2019-10-23T23:00:00",71.042]
["20071024:0900",20.35,25.56,0,{"v":0,"d":"0.00"},0,290.87,4.63,77,98151,{"$f":"'Phoenix TMY 3'!$D$5","v":2019},"10","24","09","10/24/2019 09:00","2019-10-24T02:00:00",68.63]
["20071024:1000",19.96,25.85,0,{"v":0,"d":"0.00"},0,289.63,4.68,76,98161,{"$f":"'Phoenix TMY 3'!$D$5","v":2019},"10","24","10","10/24/2019 10:00","2019-10-24T03:00:00",67.928]
["20071024:1500",25.36,17.45,228,654.56,58,304.12,6.28,94,98250,{"$f":"'Phoenix TMY 3'!$D$5","v":2019},"10","24","15","10/24/2019 15:00","2019-10-24T08:00:00",77.648]
["20071024:1800",31.69,11.01,710,925.33,94,320.53,7.57,108,98113,{"$f":"'Phoenix TMY 3'!$D$5","v":2019},"10","24","18","10/24/2019 18:00","2019-10-24T11:00:00",89.042]
["20071024:2100",34.07,10.19,652,910.18,91,{"v":327.2,"d":"327.20"},6.17,109,97844,{"$f":"'Phoenix TMY 3'!$D$5","v":2019},"10","24","21","10/24/2019 21:00","2019-10-24T14:00:00",93.326]
["20071025:0000",31.39,12.96,108,497.48,40,322.48,4.86,102,97725,{"$f":"'Phoenix TMY 3'!$D$5","v":2019},"10","25","00","10/25/2019 00:00","2019-10-24T17:00:00",88.50200000000001]
["20071025:0400",25.59,19.03,0,{"v":0,"d":"0.00"},0,314.62,4.35,100,97757,{"$f":"'Phoenix TMY 3'!$D$5","v":2019},"10","25","04","10/25/2019 04:00","2019-10-24T21:00:00",78.062]
["20071025:0700",23.08,21.34,0,{"v":0,"d":"0.00"},0,305.53,{"v":4,"d":"4.00"},93,97738,{"$f":"'Phoenix TMY 3'!$D$5","v":2019},"10","25","07","10/25/2019 07:00","2019-10-25",73.544]
["20071025:0800",22.24,22.15,0,{"v":0,"d":"0.00"},0,{"v":301.7,"d":"301.70"},3.81,88,97719,{"$f":"'Phoenix TMY 3'!$D$5","v":2019},"10","25","08","10/25/2019 08:00","2019-10-25T01:00:00",72.032]
["20071025:1200",19.78,25.32,0,{"v":0,"d":"0.00"},0,292.98,3.37,79,97645,{"$f":"'Phoenix TMY 3'!$D$5","v":2019},"10","25","12","10/25/2019 12:00","2019-10-25T05:00:00",67.60400000000001]
["20071025:1500",23.34,21.18,225,651.67,58,300.23,3.25,86,97584,{"$f":"'Phoenix TMY 3'!$D$5","v":2019},"10","25","15","10/25/2019 15:00","2019-10-25T08:00:00",74.012]
["20071025:1900",{"v":31.9,"d":"31.90"},12.29,757,944.02,96,325.63,2.84,130,97303,{"$f":"'Phoenix TMY 3'!$D$5","v":2019},"10","25","19","10/25/2019 19:00","2019-10-25T12:00:00",89.42]
["20071025:2200",{"v":32.8,"d":"32.80"},11.75,503,859.13,81,327.15,1.71,182,97095,{"$f":"'Phoenix TMY 3'!$D$5","v":2019},"10","25","22","10/25/2019 22:00","2019-10-25T15:00:00",91.03999999999999]
["20071026:0100",29.45,14.58,0,{"v":0,"d":"0.00"},0,{"v":319.4,"d":"319.40"},{"v":1.1,"d":"1.10"},261,97066,{"$f":"'Phoenix TMY 3'!$D$5","v":2019},"10","26","01","10/26/2019 01:00","2019-10-25T18:00:00",85.00999999999999]
["20071026:0500",{"v":23.7,"d":"23.70"},22.26,0,{"v":0,"d":"0.00"},0,{"v":313.2,"d":"313.20"},{"v":0.7,"d":"0.70"},95,97114,{"$f":"'Phoenix TMY 3'!$D$5","v":2019},"10","26","05","10/26/2019 05:00","2019-10-25T22:00:00",74.66]
["20071026:0800",19.32,29.81,0,{"v":0,"d":"0.00"},0,307.35,1.93,113,97085,{"$f":"'Phoenix TMY 3'!$D$5","v":2019},"10","26","08","10/26/2019 08:00","2019-10-26T01:00:00",66.77600000000001]
["20071026:0900",18.52,30.98,0,{"v":0,"d":"0.00"},0,305.32,1.97,113,97098,{"$f":"'Phoenix TMY 3'!$D$5","v":2019},"10","26","09","10/26/2019 09:00","2019-10-26T02:00:00",65.336]
["20071026:1300",17.41,31.42,0,{"v":0,"d":"0.00"},0,299.25,1.94,107,97264,{"$f":"'Phoenix TMY 3'!$D$5","v":2019},"10","26","13","10/26/2019 13:00","2019-10-26T06:00:00",63.338]
["20071026:1600",24.93,20.71,422,808.38,76,314.02,1.49,139,97386,{"$f":"'Phoenix TMY 3'!$D$5","v":2019},"10","26","16","10/26/2019 16:00",{"$f":"(DATEVALUE(O7186)+TIMEVALUE(O7186))+($P$16/24)","v":"2019-10-26T09:00:00"},76.874]
["20071026:2000",32.35,12.57,731,{"v":936.7,"d":"936.70"},95,{"v":331.2,"d":"331.20"},2.22,247,97239,{"$f":"'Phoenix TMY 3'!$D$5","v":2019},"10","26","20","10/26/2019 20:00","2019-10-26T13:00:00",90.23]
["20071026:2300",31.69,12.77,307,741.49,66,{"v":321.9,"d":"321.90"},2.58,271,97210,{"$f":"'Phoenix TMY 3'!$D$5","v":2019},"10","26","23","10/26/2019 23:00","2019-10-26T16:00:00",89.042]
["20071027:0300",26.68,17.93,0,{"v":0,"d":"0.00"},0,{"v":312.8,"d":"312.80"},1.77,16,97476,{"$f":"'Phoenix TMY 3'!$D$5","v":2019},"10","27","03","10/27/2019 03:00","2019-10-26T20:00:00",80.024]
["20071027:0600",{"v":21.9,"d":"21.90"},24.84,0,{"v":0,"d":"0.00"},0,311.48,2.07,61,97607,{"$f":"'Phoenix TMY 3'!$D$5","v":2019},"10","27","06","10/27/2019 06:00","2019-10-26T23:00:00",71.42]
["20071027:1000",17.26,32.24,0,{"v":0,"d":"0.00"},0,311.62,2.16,84,97690,{"$f":"'Phoenix TMY 3'!$D$5","v":2019},"10","27","10","10/27/2019 10:00","2019-10-27T03:00:00",63.068000000000005]
["20071027:1100",16.56,33.55,0,{"v":0,"d":"0.00"},0,{"v":312.2,"d":"312.20"},2.14,86,97709,{"$f":"'Phoenix TMY 3'!$D$5","v":2019},"10","27","11","10/27/2019 11:00","2019-10-27T04:00:00",61.808]
["20071027:1400",17.65,30.28,13,{"v":0,"d":"0.00"},13,{"v":303,"d":"303.00"},1.96,87,97930,{"$f":"'Phoenix TMY 3'!$D$5","v":2019},"10","27","14","10/27/2019 14:00","2019-10-27T07:00:00",63.769999999999996]
["20071027:1700",28.52,14.38,469,473.28,203,322.25,1.67,76,97978,{"$f":"'Phoenix TMY 3'!$D$5","v":2019},"10","27","17","10/27/2019 17:00","2019-10-27T10:00:00",83.336]
["20071027:2100",32.46,12.42,637,908.12,89,331.53,1.09,54,97773,{"$f":"'Phoenix TMY 3'!$D$5","v":2019},"10","27","21","10/27/2019 21:00","2019-10-27T14:00:00",90.428]
["20071028:0000",30.03,{"v":16,"d":"16.00"},97,470.41,38,325.68,1.81,351,97770,{"$f":"'Phoenix TMY 3'!$D$5","v":2019},"10","28","00","10/28/2019 00:00","2019-10-27T17:00:00",86.054]
["20071028:0300",24.63,23.23,0,{"v":0,"d":"0.00"},0,{"v":315.7,"d":"315.70"},3.23,1,97885,{"$f":"'Phoenix TMY 3'!$D$5","v":2019},"10","28","03","10/28/2019 03:00","2019-10-27T20:00:00",76.334]
["20071028:0800",19.49,28.78,0,{"v":0,"d":"0.00"},0,{"v":301.5,"d":"301.50"},2.84,60,97921,{"$f":"'Phoenix TMY 3'!$D$5","v":2019},"10","28","08","10/28/2019 08:00","2019-10-28T01:00:00",67.082]
["20071028:1100",17.18,30.15,0,{"v":0,"d":"0.00"},0,296.45,{"v":3.3,"d":"3.30"},74,97949,{"$f":"'Phoenix TMY 3'!$D$5","v":2019},"10","28","11","10/28/2019 11:00","2019-10-28T04:00:00",62.924]
["20071028:1200",17.55,28.41,0,{"v":0,"d":"0.00"},0,296.28,3.27,76,98004,{"$f":"'Phoenix TMY 3'!$D$5","v":2019},"10","28","12","10/28/2019 12:00","2019-10-28T05:00:00",63.59]
["20071028:1500",22.11,20.55,212,634.63,56,302.97,3.69,86,98119,{"$f":"'Phoenix TMY 3'!$D$5","v":2019},"10","28","15","10/28/2019 15:00","2019-10-28T08:00:00",71.798]
["20071028:1800",31.43,10.74,683,910.52,92,321.13,4.86,107,98055,{"$f":"'Phoenix TMY 3'!$D$5","v":2019},"10","28","18","10/28/2019 18:00","2019-10-28T11:00:00",88.574]
["20071028:2200",34.12,9.17,479,833.47,80,325.67,{"v":4.5,"d":"4.50"},116,97812,{"$f":"'Phoenix TMY 3'!$D$5","v":2019},"10","28","22","10/28/2019 22:00","2019-10-28T15:00:00",93.416]
["20071029:0000",31.55,10.89,92,451.49,37,322.77,3.75,100,97796,{"$f":"'Phoenix TMY 3'!$D$5","v":2019},"10","29","00","10/29/2019 00:00","2019-10-28T17:00:00",88.78999999999999]
["20071029:0600",22.47,21.33,0,{"v":0,"d":"0.00"},0,310.88,4.01,95,97889,{"$f":"'Phoenix TMY 3'!$D$5","v":2019},"10","29","06","10/29/2019 06:00","2019-10-28T23:00:00",72.446]
["20071029:0900",{"v":21.1,"d":"21.10"},22.23,0,{"v":0,"d":"0.00"},0,301.52,4.18,93,97914,{"$f":"'Phoenix TMY 3'!$D$5","v":2019},{"$f":"MID(A7251,5,2)","v":"10"},{"$f":"MID(A7251,7,2)","v":"29"},{"$f":"MID(A7251,10,2)","v":"09"},{"$f":"L7251&\"/\"&M7251&\"/\"&K7251&\" \"&N7251&\":00\"","v":"10/29/2019 09:00"},"2019-10-29T02:00:00",{"$f":"((9/5)*B7251)+32","v":69.98}]
["20071029:1200",20.59,22.36,0,{"v":0,"d":"0.00"},0,293.03,3.96,85,97972,{"$f":"'Phoenix TMY 3'!$D$5","v":2019},"10","29","12","10/29/2019 12:00","2019-10-29T05:00:00",69.062]
["20071029:1300",21.02,21.81,0,{"v":0,"d":"0.00"},0,291.22,3.87,84,98004,{"$f":"'Phoenix TMY 3'!$D$5","v":2019},"10","29","13","10/29/2019 13:00","2019-10-29T06:00:00",69.836]
["20071029:1600",26.85,15.13,306,364.75,154,298.83,5.31,96,97978,{"$f":"'Phoenix TMY 3'!$D$5","v":2019},"10","29","16","10/29/2019 16:00","2019-10-29T09:00:00",80.33000000000001]
["20071029:2000",33.28,8.07,592,552.43,224,314.75,5.09,126,97652,{"$f":"'Phoenix TMY 3'!$D$5","v":2019},"10","29","20","10/29/2019 20:00","2019-10-29T13:00:00",91.904]
["20071030:0100",29.35,13.35,0,{"v":0,"d":"0.00"},0,309.42,2.81,113,97469,{"$f":"'Phoenix TMY 3'!$D$5","v":2019},"10","30","01","10/30/2019 01:00","2019-10-29T18:00:00",84.83000000000001]
["20071030:0300",25.95,16.78,0,{"v":0,"d":"0.00"},0,306.65,2.75,104,97472,{"$f":"'Phoenix TMY 3'!$D$5","v":2019},"10","30","03","10/30/2019 03:00","2019-10-29T20:00:00",78.71000000000001]
["20071030:0700",20.56,20.52,0,{"v":0,"d":"0.00"},0,301.55,3.01,118,97447,{"$f":"'Phoenix TMY 3'!$D$5","v":2019},"10","30","07","10/30/2019 07:00","2019-10-30",69.008]
["20071030:1000",{"v":18.7,"d":"18.70"},22.99,0,{"v":0,"d":"0.00"},0,298.32,2.97,125,97447,{"$f":"'Phoenix TMY 3'!$D$5","v":2019},"10","30","10","10/30/2019 10:00","2019-10-30T03:00:00",65.66]
["20071030:1300",{"v":18.7,"d":"18.70"},{"v":27.4,"d":"27.40"},0,{"v":0,"d":"0.00"},0,298.45,2.48,134,97508,{"$f":"'Phoenix TMY 3'!$D$5","v":2019},"10","30","13","10/30/2019 13:00","2019-10-30T06:00:00",65.66]
["20071030:1400",18.99,{"v":29.2,"d":"29.20"},17,{"v":0,"d":"0.00"},17,{"v":298.9,"d":"298.90"},2.25,138,97536,{"$f":"'Phoenix TMY 3'!$D$5","v":2019},"10","30","14","10/30/2019 14:00","2019-10-30T07:00:00",66.18199999999999]
["20071030:1700",{"v":27.1,"d":"27.10"},18.83,570,876.26,88,315.85,2.41,200,97556,{"$f":"'Phoenix TMY 3'!$D$5","v":2019},"10","30","17","10/30/2019 17:00","2019-10-30T10:00:00",80.78]
["20071030:2200",29.06,20.86,472,830.72,81,{"v":316.4,"d":"316.40"},4.87,250,97360,{"$f":"'Phoenix TMY 3'!$D$5","v":2019},"10","30","22","10/30/2019 22:00","2019-10-30T15:00:00",84.30799999999999]
["20071031:0100",25.19,25.79,0,{"v":0,"d":"0.00"},0,312.33,3.56,283,97453,{"$f":"'Phoenix TMY 3'!$D$5","v":2019},"10","31","01","10/31/2019 01:00","2019-10-30T18:00:00",77.34200000000001]
["20071031:0400",21.15,32.52,0,{"v":0,"d":"0.00"},0,307.13,2.09,311,97565,{"$f":"'Phoenix TMY 3'!$D$5","v":2019},"10","31","04","10/31/2019 04:00","2019-10-30T21:00:00",70.07]
["20071031:0800",17.84,41.66,0,{"v":0,"d":"0.00"},0,309.15,0.99,41,97642,{"$f":"'Phoenix TMY 3'!$D$5","v":2019},"10","31","08","10/31/2019 08:00","2019-10-31T01:00:00",64.112]
["20071031:1100",{"v":15.2,"d":"15.20"},47.17,0,{"v":0,"d":"0.00"},0,{"v":297.1,"d":"297.10"},1.77,89,97671,{"$f":"'Phoenix TMY 3'!$D$5","v":2019},"10","31","11","10/31/2019 11:00","2019-10-31T04:00:00",59.36]
["20071031:1400",16.13,43.33,13,{"v":0,"d":"0.00"},13,{"v":296.6,"d":"296.60"},1.46,96,97805,{"$f":"'Phoenix TMY 3'!$D$5","v":2019},"10","31","14","10/31/2019 14:00","2019-10-31T07:00:00",61.034]
["20071031:1500",18.97,36.75,126,157.29,89,301.27,1.26,100,97809,{"$f":"'Phoenix TMY 3'!$D$5","v":2019},"10","31","15","10/31/2019 15:00","2019-10-31T08:00:00",66.146]
["20071031:1900",26.27,20.37,725,932.19,96,311.77,1.02,196,97661,{"$f":"'Phoenix TMY 3'!$D$5","v":2019},"10","31","19","10/31/2019 19:00","2019-10-31T12:00:00",79.286]
["20071031:2300",24.69,19.33,284,716.22,65,{"v":306.5,"d":"306.50"},1.16,287,97469,{"$f":"'Phoenix TMY 3'!$D$5","v":2019},"10","31","23","10/31/2019 23:00","2019-10-31T16:00:00",76.44200000000001]
["20121101:0200",23.51,18.55,0,{"v":0,"d":"0.00"},0,302.55,1.26,317,97383,{"$f":"'Phoenix TMY 3'!$D$5","v":2019},"11","01","02","11/01/2019 02:00","2019-10-31T19:00:00",74.31800000000001]
["20121101:0500",22.33,17.77,0,{"v":0,"d":"0.00"},0,298.59,1.36,21,97469,{"$f":"'Phoenix TMY 3'!$D$5","v":2019},"11","01","05","11/01/2019 05:00","2019-10-31T22:00:00",72.19399999999999]
["20121101:0900",16.55,26.85,0,{"v":0,"d":"0.00"},0,291.88,1.67,82,97456,{"$f":"'Phoenix TMY 3'!$D$5","v":2019},"11","01","09","11/01/2019 09:00","2019-11-01T02:00:00",61.790000000000006]
["20121101:1200",14.12,28.91,0,{"v":0,"d":"0.00"},0,287.32,2.06,91,97476,{"$f":"'Phoenix TMY 3'!$D$5","v":2019},"11","01","12","11/01/2019 12:00","2019-11-01T05:00:00",57.416]
["20121101:1300",14.41,27.77,0,{"v":0,"d":"0.00"},0,285.58,1.98,90,97520,{"$f":"'Phoenix TMY 3'!$D$5","v":2019},"11","01","13","11/01/2019 13:00","2019-11-01T06:00:00",57.938]
["20121101:1600",22.53,{"v":16,"d":"16.00"},408,823.96,74,297.65,1.24,99,97565,{"$f":"'Phoenix TMY 3'!$D$5","v":2019},"11","01","16","11/01/2019 16:00","2019-11-01T09:00:00",72.554]
["20121101:2000",30.34,8.45,714,950.12,93,313.05,0.97,248,97335,{"$f":"'Phoenix TMY 3'!$D$5","v":2019},"11","01","20","11/01/2019 20:00","2019-11-01T13:00:00",86.612]
["20121102:0000",27.63,10.57,84,{"v":452.9,"d":"452.90"},35,301.78,{"v":1.5,"d":"1.50"},297,97274,{"$f":"'Phoenix TMY 3'!$D$5","v":2019},"11","02","00","11/02/2019 00:00","2019-11-01T17:00:00",81.73400000000001]
["20121102:0300",{"v":22.7,"d":"22.70"},16.05,0,{"v":0,"d":"0.00"},0,295.08,1.54,355,97348,{"$f":"'Phoenix TMY 3'!$D$5","v":2019},"11","02","03","11/02/2019 03:00","2019-11-01T20:00:00",72.86]
["20121102:0600",19.35,{"v":22.7,"d":"22.70"},0,{"v":0,"d":"0.00"},0,292.48,1.31,57,97389,{"$f":"'Phoenix TMY 3'!$D$5","v":2019},"11","02","06","11/02/2019 06:00","2019-11-01T23:00:00",66.83000000000001]
["20121102:1000",14.35,{"v":27.4,"d":"27.40"},0,{"v":0,"d":"0.00"},0,287.52,1.32,89,97370,{"$f":"'Phoenix TMY 3'!$D$5","v":2019},"11","02","10","11/02/2019 10:00","2019-11-02T03:00:00",57.83]
["20121102:1300",14.01,{"v":26,"d":"26.00"},0,{"v":0,"d":"0.00"},0,284.07,1.79,90,97434,{"$f":"'Phoenix TMY 3'!$D$5","v":2019},"11","02","13","11/02/2019 13:00","2019-11-02T06:00:00",57.218]
["20121102:1700",26.04,{"v":11.9,"d":"11.90"},571,903.18,85,304.75,1.68,130,97498,{"$f":"'Phoenix TMY 3'!$D$5","v":2019},"11","02","17","11/02/2019 17:00","2019-11-02T10:00:00",78.872]
["20121102:1800",27.38,11.11,684,{"v":943.6,"d":"943.60"},91,307.77,1.39,174,97415,{"$f":"'Phoenix TMY 3'!$D$5","v":2019},"11","02","18","11/02/2019 18:00","2019-11-02T11:00:00",81.28399999999999]
["20121102:2100",29.77,10.03,622,922.66,88,311.75,0.99,270,97210,{"$f":"'Phoenix TMY 3'!$D$5","v":2019},"11","02","21","11/02/2019 21:00","2019-11-02T14:00:00",85.586]
["20121103:0100",24.73,14.85,0,{"v":0,"d":"0.00"},0,305.92,2.29,304,97159,{"$f":"'Phoenix TMY 3'!$D$5","v":2019},"11","03","01","11/03/2019 01:00","2019-11-02T18:00:00",76.51400000000001]
["20121103:0400",20.64,21.01,0,{"v":0,"d":"0.00"},0,302.98,2.52,313,97216,{"$f":"'Phoenix TMY 3'!$D$5","v":2019},"11","03","04","11/03/2019 04:00","2019-11-02T21:00:00",69.152]
["20121103:0800",16.63,27.58,0,{"v":0,"d":"0.00"},0,{"v":299.2,"d":"299.20"},0.92,126,97258,{"$f":"'Phoenix TMY 3'!$D$5","v":2019},"11","03","08","11/03/2019 08:00","2019-11-03T01:00:00",61.934]
["20121103:1100",14.63,30.82,0,{"v":0,"d":"0.00"},0,295.05,2.06,123,97229,{"$f":"'Phoenix TMY 3'!$D$5","v":2019},"11","03","11","11/03/2019 11:00","2019-11-03T04:00:00",58.334]
["20121103:1400",15.84,34.44,8,{"v":0,"d":"0.00"},8,{"v":298.4,"d":"298.40"},{"v":1.9,"d":"1.90"},112,97354,{"$f":"'Phoenix TMY 3'!$D$5","v":2019},"11","03","14","11/03/2019 14:00","2019-11-03T07:00:00",60.512]
["20121103:1600",21.43,25.99,301,404.76,140,311.53,1.51,171,97392,{"$f":"'Phoenix TMY 3'!$D$5","v":2019},"11","03","16","11/03/2019 16:00",{"$f":"(DATEVALUE(O7378)+TIMEVALUE(O7378))+($P$16/24)","v":"2019-11-03T09:00:00"},70.574]
["20121103:1900",26.64,19.16,711,934.59,92,{"v":324.3,"d":"324.30"},1.25,227,97258,{"$f":"'Phoenix TMY 3'!$D$5","v":2019},"11","03","19","11/03/2019 19:00","2019-11-03T12:00:00",79.952]
["20121103:2200",27.45,18.66,458,836.76,77,{"v":325.8,"d":"325.80"},1.42,253,97136,{"$f":"'Phoenix TMY 3'!$D$5","v":2019},"11","03","22","11/03/2019 22:00","2019-11-03T15:00:00",81.41]
["20121104:0200",22.69,26.27,0,{"v":0,"d":"0.00"},0,317.85,2.95,323,97210,{"$f":"'Phoenix TMY 3'!$D$5","v":2019},"11","04","02","11/04/2019 02:00","2019-11-03T19:00:00",72.84200000000001]
["20121104:0500",{"v":19.7,"d":"19.70"},32.35,0,{"v":0,"d":"0.00"},0,{"v":314.6,"d":"314.60"},2.47,333,97296,{"$f":"'Phoenix TMY 3'!$D$5","v":2019},"11","04","05","11/04/2019 05:00","2019-11-03T22:00:00",67.46000000000001]
["20121104:0900",15.97,36.23,0,{"v":0,"d":"0.00"},0,307.53,1.58,126,97354,{"$f":"'Phoenix TMY 3'!$D$5","v":2019},"11","04","09","11/04/2019 09:00","2019-11-04T02:00:00",60.746]
["20121104:1100",14.67,38.22,0,{"v":0,"d":"0.00"},0,{"v":303.7,"d":"303.70"},2.15,118,97392,{"$f":"'Phoenix TMY 3'!$D$5","v":2019},"11","04","11","11/04/2019 11:00","2019-11-04T04:00:00",58.406]
["20121104:1600",21.31,25.73,278,319.82,152,314.87,1.82,79,97607,{"$f":"'Phoenix TMY 3'!$D$5","v":2019},"11","04","16","11/04/2019 16:00","2019-11-04T09:00:00",70.358]
["20121104:1700",24.43,18.96,439,467.79,191,{"v":321.8,"d":"321.80"},{"v":1.5,"d":"1.50"},71,97623,{"$f":"'Phoenix TMY 3'!$D$5","v":2019},"11","04","17","11/04/2019 17:00","2019-11-04T10:00:00",75.974]
["20121104:2000",28.48,16.41,690,933.88,91,{"v":335,"d":"335.00"},{"v":0.8,"d":"0.80"},325,97460,{"$f":"'Phoenix TMY 3'!$D$5","v":2019},"11","04","20","11/04/2019 20:00","2019-11-04T13:00:00",83.26400000000001]
["20121104:2300",28.17,16.53,270,713.15,62,327.35,1.61,323,97392,{"$f":"'Phoenix TMY 3'!$D$5","v":2019},"11","04","23","11/04/2019 23:00","2019-11-04T16:00:00",82.706]
["20121105:0300",21.86,25.63,0,{"v":0,"d":"0.00"},0,310.27,2.43,340,97546,{"$f":"'Phoenix TMY 3'!$D$5","v":2019},"11","05","03","11/05/2019 03:00","2019-11-04T20:00:00",71.348]
["20121105:0600",18.83,30.11,0,{"v":0,"d":"0.00"},0,306.45,2.01,16,97655,{"$f":"'Phoenix TMY 3'!$D$5","v":2019},"11","05","06","11/05/2019 06:00","2019-11-04T23:00:00",65.894]
["20121105:0800",17.19,31.64,0,{"v":0,"d":"0.00"},0,303.55,{"v":1.2,"d":"1.20"},41,97680,{"$f":"'Phoenix TMY 3'!$D$5","v":2019},"11","05","08","11/05/2019 08:00","2019-11-05T01:00:00",62.94200000000001]
["20121105:1400",{"v":14.7,"d":"14.70"},33.47,11,{"v":0,"d":"0.00"},11,{"v":295.3,"d":"295.30"},{"v":1.2,"d":"1.20"},67,97815,{"$f":"'Phoenix TMY 3'!$D$5","v":2019},"11","05","14","11/05/2019 14:00","2019-11-05T07:00:00",58.46]
["20121105:1700",26.07,14.96,550,{"v":887.5,"d":"887.50"},83,{"v":312.9,"d":"312.90"},1.13,49,97863,{"$f":"'Phoenix TMY 3'!$D$5","v":2019},"11","05","17","11/05/2019 17:00","2019-11-05T10:00:00",78.926]
["20121105:1800",27.76,13.92,662,{"v":928.2,"d":"928.20"},90,315.67,0.97,44,97799,{"$f":"'Phoenix TMY 3'!$D$5","v":2019},"11","05","18","11/05/2019 18:00","2019-11-05T11:00:00",81.968]
["20121105:2100",{"v":30.8,"d":"30.80"},11.99,603,911.62,86,319.32,1.01,29,97652,{"$f":"'Phoenix TMY 3'!$D$5","v":2019},"11","05","21","11/05/2019 21:00","2019-11-05T14:00:00",87.44]
["20121106:0100",{"v":27.2,"d":"27.20"},16.11,0,{"v":0,"d":"0.00"},0,311.68,2.34,3,97626,{"$f":"'Phoenix TMY 3'!$D$5","v":2019},"11","06","01","11/06/2019 01:00","2019-11-05T18:00:00",80.96000000000001]
["20121106:0400",21.77,24.98,0,{"v":0,"d":"0.00"},0,310.65,2.75,24,97697,{"$f":"'Phoenix TMY 3'!$D$5","v":2019},"11","06","04","11/06/2019 04:00","2019-11-05T21:00:00",71.186]
["20121106:0900",16.04,31.48,0,{"v":0,"d":"0.00"},0,303.25,2.18,60,97754,{"$f":"'Phoenix TMY 3'!$D$5","v":2019},{"$f":"MID(A7443,5,2)","v":"11"},{"$f":"MID(A7443,7,2)","v":"06"},{"$f":"MID(A7443,10,2)","v":"09"},{"$f":"L7443&\"/\"&M7443&\"/\"&K7443&\" \"&N7443&\":00\"","v":"11/06/2019 09:00"},"2019-11-06T02:00:00",{"$f":"((9/5)*B7443)+32","v":60.872}]
["20121106:1200",14.75,30.57,0,{"v":0,"d":"0.00"},0,296.02,1.19,65,97796,{"$f":"'Phoenix TMY 3'!$D$5","v":2019},"11","06","12","11/06/2019 12:00","2019-11-06T05:00:00",58.55]
["20121106:1500",18.53,22.69,185,621.85,52,{"v":297.9,"d":"297.90"},1.68,63,97898,{"$f":"'Phoenix TMY 3'!$D$5","v":2019},"11","06","15","11/06/2019 15:00","2019-11-06T08:00:00",65.35400000000001]
["20121106:1800",27.85,11.22,657,927.76,89,312.65,0.99,51,97828,{"$f":"'Phoenix TMY 3'!$D$5","v":2019},"11","06","18","11/06/2019 18:00","2019-11-06T11:00:00",82.13]
["20121106:1900",{"v":29.7,"d":"29.70"},9.99,705,942.83,92,{"v":315.5,"d":"315.50"},0.65,47,97745,{"$f":"'Phoenix TMY 3'!$D$5","v":2019},"11","06","19","11/06/2019 19:00","2019-11-06T12:00:00",85.46000000000001]
["20121106:2200",30.75,11.18,452,843.61,77,314.35,0.86,29,97597,{"$f":"'Phoenix TMY 3'!$D$5","v":2019},"11","06","22","11/06/2019 22:00","2019-11-06T15:00:00",87.35]
["20121107:0200",26.11,12.22,0,{"v":0,"d":"0.00"},0,306.45,2.11,7,97575,{"$f":"'Phoenix TMY 3'!$D$5","v":2019},"11","07","02","11/07/2019 02:00","2019-11-06T19:00:00",78.99799999999999]
["20121107:0600",19.68,22.85,0,{"v":0,"d":"0.00"},0,303.97,1.34,56,97639,{"$f":"'Phoenix TMY 3'!$D$5","v":2019},"11","07","06","11/07/2019 06:00","2019-11-06T23:00:00",67.424]
["20121107:0900",16.59,27.59,0,{"v":0,"d":"0.00"},0,299.73,2.16,73,97658,{"$f":"'Phoenix TMY 3'!$D$5","v":2019},"11","07","09","11/07/2019 09:00","2019-11-07T02:00:00",61.862]
["20121107:1300",14.75,{"v":31.1,"d":"31.10"},0,{"v":0,"d":"0.00"},0,{"v":292.4,"d":"292.40"},2.01,76,97773,{"$f":"'Phoenix TMY 3'!$D$5","v":2019},"11","07","13","11/07/2019 13:00","2019-11-07T06:00:00",58.55]
["20121107:1600",22.43,20.67,376,797.17,71,{"v":303.1,"d":"303.10"},1.64,72,97818,{"$f":"'Phoenix TMY 3'!$D$5","v":2019},"11","07","16","11/07/2019 16:00","2019-11-07T09:00:00",72.374]
["20121107:1700",{"v":26.3,"d":"26.30"},15.25,540,883.62,82,309.45,1.48,70,97815,{"$f":"'Phoenix TMY 3'!$D$5","v":2019},"11","07","17","11/07/2019 17:00","2019-11-07T10:00:00",79.34]
["20121107:2000",31.47,{"v":10.6,"d":"10.60"},678,933.88,90,{"v":321.6,"d":"321.60"},0.86,18,97546,{"$f":"'Phoenix TMY 3'!$D$5","v":2019},"11","07","20","11/07/2019 20:00","2019-11-07T13:00:00",88.646]
["20121107:2300",30.66,{"v":11.9,"d":"11.90"},260,709.46,60,{"v":313.8,"d":"313.80"},1.12,322,97440,{"$f":"'Phoenix TMY 3'!$D$5","v":2019},"11","07","23","11/07/2019 23:00","2019-11-07T16:00:00",87.188]
["20121108:0400",22.79,21.51,0,{"v":0,"d":"0.00"},0,304.72,0.94,18,97543,{"$f":"'Phoenix TMY 3'!$D$5","v":2019},"11","08","04","11/08/2019 04:00","2019-11-07T21:00:00",73.02199999999999]
["20121108:0700",19.64,28.12,0,{"v":0,"d":"0.00"},0,{"v":302.3,"d":"302.30"},1.32,61,97552,{"$f":"'Phoenix TMY 3'!$D$5","v":2019},"11","08","07","11/08/2019 07:00","2019-11-08",67.352]
["20121108:1000",16.19,33.76,0,{"v":0,"d":"0.00"},0,299.23,1.93,85,97520,{"$f":"'Phoenix TMY 3'!$D$5","v":2019},"11","08","10","11/08/2019 10:00","2019-11-08T03:00:00",61.142]
["20121108:1400",15.03,33.57,0,{"v":0,"d":"0.00"},0,{"v":295.3,"d":"295.30"},2.12,90,97613,{"$f":"'Phoenix TMY 3'!$D$5","v":2019},"11","08","14","11/08/2019 14:00","2019-11-08T07:00:00",59.054]
["20121108:1700",{"v":26.9,"d":"26.90"},14.19,536,882.56,82,{"v":315.3,"d":"315.30"},1.16,108,97575,{"$f":"'Phoenix TMY 3'!$D$5","v":2019},"11","08","17","11/08/2019 17:00","2019-11-08T10:00:00",80.42]
["20121108:1800",28.37,13.08,647,925.09,88,{"v":318.6,"d":"318.60"},0.98,152,97479,{"$f":"'Phoenix TMY 3'!$D$5","v":2019},"11","08","18","11/08/2019 18:00","2019-11-08T11:00:00",83.066]
["20121109:0000",27.79,14.31,63,388.09,29,315.47,2.16,283,97194,{"$f":"'Phoenix TMY 3'!$D$5","v":2019},"11","09","00","11/09/2019 00:00",{"$f":"(DATEVALUE(O7506)+TIMEVALUE(O7506))+($P$16/24)","v":"2019-11-08T17:00:00"},82.02199999999999]
["20121109:0100",25.52,16.53,0,{"v":0,"d":"0.00"},0,314.98,2.51,293,97216,{"$f":"'Phoenix TMY 3'!$D$5","v":2019},{"$f":"MID(A7507,5,2)","v":"11"},{"$f":"MID(A7507,7,2)","v":"09"},{"$f":"MID(A7507,10,2)","v":"01"},{"$f":"L7507&\"/\"&M7507&\"/\"&K7507&\" \"&N7507&\":00\"","v":"11/09/2019 01:00"},"2019-11-08T18:00:00",{"$f":"((9/5)*B7507)+32","v":77.936}]
["20121109:0500",22.54,20.67,0,{"v":0,"d":"0.00"},0,316.65,1.08,101,97248,{"$f":"'Phoenix TMY 3'!$D$5","v":2019},"11","09","05","11/09/2019 05:00","2019-11-08T22:00:00",72.572]
["20121109:0800",18.99,22.83,0,{"v":0,"d":"0.00"},0,{"v":322.7,"d":"322.70"},1.68,139,97200,{"$f":"'Phoenix TMY 3'!$D$5","v":2019},"11","09","08","11/09/2019 08:00","2019-11-09T01:00:00",66.18199999999999]
["20121109:1100",16.15,30.27,0,{"v":0,"d":"0.00"},0,{"v":322.8,"d":"322.80"},1.86,129,97171,{"$f":"'Phoenix TMY 3'!$D$5","v":2019},"11","09","11","11/09/2019 11:00","2019-11-09T04:00:00",61.06999999999999]
["20121109:1500",19.29,29.02,175,615.18,50,318.83,1.41,161,97258,{"$f":"'Phoenix TMY 3'!$D$5","v":2019},"11","09","15","11/09/2019 15:00","2019-11-09T08:00:00",66.72200000000001]
["20121109:1800",26.68,{"v":16.6,"d":"16.60"},635,912.83,87,325.97,1.56,213,97175,{"$f":"'Phoenix TMY 3'!$D$5","v":2019},"11","09","18","11/09/2019 18:00","2019-11-09T11:00:00",80.024]
["20121109:2100",27.75,18.63,567,876.09,83,{"v":332.6,"d":"332.60"},2.08,235,96989,{"$f":"'Phoenix TMY 3'!$D$5","v":2019},"11","09","21","11/09/2019 21:00","2019-11-09T14:00:00",81.95]
["20121109:2300",26.21,25.53,155,166.78,109,{"v":338.8,"d":"338.80"},0.95,237,96950,{"$f":"'Phoenix TMY 3'!$D$5","v":2019},"11","09","23","11/09/2019 23:00","2019-11-09T16:00:00",79.178]
["20121110:0200",{"v":23.7,"d":"23.70"},37.34,0,{"v":0,"d":"0.00"},0,{"v":358.5,"d":"358.50"},3.16,217,97056,{"$f":"'Phoenix TMY 3'!$D$5","v":2019},"11","10","02","11/10/2019 02:00","2019-11-09T19:00:00",74.66]
["20121110:0600",20.43,51.67,0,{"v":0,"d":"0.00"},0,{"v":332.6,"d":"332.60"},2.96,189,97024,{"$f":"'Phoenix TMY 3'!$D$5","v":2019},"11","10","06","11/10/2019 06:00","2019-11-09T23:00:00",68.774]
["20121110:0900",18.62,65.17,0,{"v":0,"d":"0.00"},0,{"v":327,"d":"327.00"},2.37,196,96986,{"$f":"'Phoenix TMY 3'!$D$5","v":2019},"11","10","09","11/10/2019 09:00","2019-11-10T02:00:00",65.516]
["20121110:1300",16.96,75.16,0,{"v":0,"d":"0.00"},0,{"v":336.8,"d":"336.80"},3.32,189,96986,{"$f":"'Phoenix TMY 3'!$D$5","v":2019},"11","10","13","11/10/2019 13:00","2019-11-10T06:00:00",62.528000000000006]
["20121110:1600",18.44,{"v":66.2,"d":"66.20"},161,{"v":40.4,"d":"40.40"},146,341.53,3.34,205,97018,{"$f":"'Phoenix TMY 3'!$D$5","v":2019},"11","10","16","11/10/2019 16:00","2019-11-10T09:00:00",65.19200000000001]
["20121110:1800",20.18,57.59,436,274.97,272,339.37,4.05,220,96979,{"$f":"'Phoenix TMY 3'!$D$5","v":2019},"11","10","18","11/10/2019 18:00","2019-11-10T11:00:00",68.324]
["20121110:2100",21.49,{"v":47.8,"d":"47.80"},558,{"v":867.1,"d":"867.10"},82,331.73,{"v":5.2,"d":"5.20"},234,96842,{"$f":"'Phoenix TMY 3'!$D$5","v":2019},"11","10","21","11/10/2019 21:00","2019-11-10T14:00:00",70.68199999999999]
["20121111:0000",{"v":20.1,"d":"20.10"},48.84,25,{"v":0,"d":"0.00"},25,330.67,4.71,243,96800,{"$f":"'Phoenix TMY 3'!$D$5","v":2019},"11","11","00","11/11/2019 00:00","2019-11-10T17:00:00",68.18]
["20121111:0300",18.08,55.42,0,{"v":0,"d":"0.00"},0,345.32,4.57,255,96861,{"$f":"'Phoenix TMY 3'!$D$5","v":2019},"11","11","03","11/11/2019 03:00","2019-11-10T20:00:00",64.544]
["20121111:0700",13.68,57.12,0,{"v":0,"d":"0.00"},0,358.65,{"v":4.4,"d":"4.40"},268,97021,{"$f":"'Phoenix TMY 3'!$D$5","v":2019},"11","11","07","11/11/2019 07:00","2019-11-11",56.623999999999995]
["20121111:1000",11.34,63.09,0,{"v":0,"d":"0.00"},0,{"v":338.1,"d":"338.10"},3.37,273,97181,{"$f":"'Phoenix TMY 3'!$D$5","v":2019},"11","11","10","11/11/2019 10:00","2019-11-11T03:00:00",52.412]
["20121111:1400",9.92,60.97,0,{"v":0,"d":"0.00"},0,291.55,2.98,257,97479,{"$f":"'Phoenix TMY 3'!$D$5","v":2019},"11","11","14","11/11/2019 14:00","2019-11-11T07:00:00",49.856]
["20121111:1500",11.06,53.64,170,617.03,49,285.55,2.88,255,97485,{"$f":"'Phoenix TMY 3'!$D$5","v":2019},"11","11","15","11/11/2019 15:00","2019-11-11T08:00:00",51.908]
["20121111:2100",16.06,29.47,582,912.89,84,267.85,5.03,259,97315,{"$f":"'Phoenix TMY 3'!$D$5","v":2019},"11","11","21","11/11/2019 21:00","2019-11-11T14:00:00",60.908]
["20121111:2200",15.66,30.05,437,845.82,75,270.75,5.21,261,97325,{"$f":"'Phoenix TMY 3'!$D$5","v":2019},"11","11","22","11/11/2019 22:00","2019-11-11T15:00:00",60.188]
["20121112:0100",14.24,28.22,0,{"v":0,"d":"0.00"},0,267.35,4.31,281,97495,{"$f":"'Phoenix TMY 3'!$D$5","v":2019},"11","12","01","11/12/2019 01:00","2019-11-11T18:00:00",57.632000000000005]
["20121112:0400",12.05,30.66,0,{"v":0,"d":"0.00"},0,264.63,3.16,298,97709,{"$f":"'Phoenix TMY 3'!$D$5","v":2019},"11","12","04","11/12/2019 04:00","2019-11-11T21:00:00",53.69]
["20121112:0800",8.13,39.87,0,{"v":0,"d":"0.00"},0,{"v":247.6,"d":"247.60"},2.37,303,97930,{"$f":"'Phoenix TMY 3'!$D$5","v":2019},"11","12","08","11/12/2019 08:00","2019-11-12T01:00:00",46.634]
["20121112:1100",6.37,44.87,0,{"v":0,"d":"0.00"},0,234.85,1.02,336,98094,{"$f":"'Phoenix TMY 3'!$D$5","v":2019},"11","12","11","11/12/2019 11:00","2019-11-12T04:00:00",43.466]
["20121112:1600",10.92,24.53,367,816.21,70,{"v":235.1,"d":"235.10"},0.64,350,98398,{"$f":"'Phoenix TMY 3'!$D$5","v":2019},"11","12","16","11/12/2019 16:00","2019-11-12T09:00:00",51.656]
["20121112:1900",15.13,15.17,694,963.37,90,236.02,1.98,344,98311,{"$f":"'Phoenix TMY 3'!$D$5","v":2019},"11","12","19","11/12/2019 19:00","2019-11-12T12:00:00",59.234]
["20121112:2200",15.92,13.54,442,{"v":863.7,"d":"863.70"},75,233.52,1.23,352,98250,{"$f":"'Phoenix TMY 3'!$D$5","v":2019},"11","12","22","11/12/2019 22:00","2019-11-12T15:00:00",60.656]
["20121112:2300",15.81,13.54,253,{"v":725.7,"d":"725.70"},59,232.65,0.51,357,98247,{"$f":"'Phoenix TMY 3'!$D$5","v":2019},"11","12","23","11/12/2019 23:00","2019-11-12T16:00:00",60.458]
["20121113:0200",12.76,22.74,0,{"v":0,"d":"0.00"},0,{"v":238,"d":"238.00"},0.52,28,98430,{"$f":"'Phoenix TMY 3'!$D$5","v":2019},"11","13","02","11/13/2019 02:00","2019-11-12T19:00:00",54.968]
["20121113:0600",8.96,31.33,0,{"v":0,"d":"0.00"},0,{"v":241.7,"d":"241.70"},3.02,47,98507,{"$f":"'Phoenix TMY 3'!$D$5","v":2019},"11","13","06","11/13/2019 06:00","2019-11-12T23:00:00",48.128]
["20121113:0900",7.26,36.69,0,{"v":0,"d":"0.00"},0,{"v":238.7,"d":"238.70"},{"v":3.2,"d":"3.20"},48,98478,{"$f":"'Phoenix TMY 3'!$D$5","v":2019},"11","13","09","11/13/2019 09:00","2019-11-13T02:00:00",45.068]
["20121113:1300",6.43,{"v":39.1,"d":"39.10"},0,{"v":0,"d":"0.00"},0,235.87,2.57,55,98503,{"$f":"'Phoenix TMY 3'!$D$5","v":2019},"11","13","13","11/13/2019 13:00","2019-11-13T06:00:00",43.574]
["20121113:1700",15.53,15.46,531,908.69,81,{"v":250.2,"d":"250.20"},4.03,62,98401,{"$f":"'Phoenix TMY 3'!$D$5","v":2019},"11","13","17","11/13/2019 17:00","2019-11-13T10:00:00",59.954]
["20121113:2000",20.97,8.48,674,962.88,89,263.15,2.58,74,98017,{"$f":"'Phoenix TMY 3'!$D$5","v":2019},"11","13","20","11/13/2019 20:00","2019-11-13T13:00:00",69.74600000000001]
["20121113:2300",20.52,10.67,251,725.41,59,269.95,1.41,72,97901,{"$f":"'Phoenix TMY 3'!$D$5","v":2019},"11","13","23","11/13/2019 23:00","2019-11-13T16:00:00",68.936]
["20121114:0000",18.91,13.32,55,370.27,27,269.45,1.72,68,97927,{"$f":"'Phoenix TMY 3'!$D$5","v":2019},"11","14","00","11/14/2019 00:00","2019-11-13T17:00:00",66.03800000000001]
["20121114:0300",14.37,21.22,0,{"v":0,"d":"0.00"},0,266.33,{"v":2.5,"d":"2.50"},59,97988,{"$f":"'Phoenix TMY 3'!$D$5","v":2019},"11","14","03","11/14/2019 03:00","2019-11-13T20:00:00",57.866]
["20121114:0700",9.97,{"v":30.5,"d":"30.50"},0,{"v":0,"d":"0.00"},0,254.83,2.62,62,97994,{"$f":"'Phoenix TMY 3'!$D$5","v":2019},"11","14","07","11/14/2019 07:00","2019-11-14",49.946]
["20121114:1000",7.62,38.08,0,{"v":0,"d":"0.00"},0,246.77,2.03,66,97975,{"$f":"'Phoenix TMY 3'!$D$5","v":2019},"11","14","10","11/14/2019 10:00","2019-11-14T03:00:00",45.716]
["20121114:1400",7.32,{"v":37.6,"d":"37.60"},0,{"v":0,"d":"0.00"},0,{"v":243.3,"d":"243.30"},1.81,69,98103,{"$f":"'Phoenix TMY 3'!$D$5","v":2019},"11","14","14","11/14/2019 14:00","2019-11-14T07:00:00",45.176]
["20121114:1800",19.85,12.17,644,958.35,87,{"v":258.1,"d":"258.10"},2.26,60,97959,{"$f":"'Phoenix TMY 3'!$D$5","v":2019},"11","14","18","11/14/2019 18:00","2019-11-14T11:00:00",67.73]
["20121114:2100",23.67,9.01,585,935.27,84,262.58,2.14,54,97729,{"$f":"'Phoenix TMY 3'!$D$5","v":2019},"11","14","21","11/14/2019 21:00","2019-11-14T14:00:00",74.606]
["20121114:2200",23.41,9.69,439,868.67,75,262.17,1.93,53,97690,{"$f":"'Phoenix TMY 3'!$D$5","v":2019},"11","14","22","11/14/2019 22:00","2019-11-14T15:00:00",74.138]
["20121115:0100",{"v":19.1,"d":"19.10"},15.51,0,{"v":0,"d":"0.00"},0,262.75,2.26,48,97748,{"$f":"'Phoenix TMY 3'!$D$5","v":2019},"11","15","01","11/15/2019 01:00","2019-11-14T18:00:00",66.38]
["20121115:0400",14.56,23.27,0,{"v":0,"d":"0.00"},0,263.78,3.43,57,97847,{"$f":"'Phoenix TMY 3'!$D$5","v":2019},"11","15","04","11/15/2019 04:00","2019-11-14T21:00:00",58.208]
["20121115:0700",11.34,{"v":31.1,"d":"31.10"},0,{"v":0,"d":"0.00"},0,260.82,3.61,67,97847,{"$f":"'Phoenix TMY 3'!$D$5","v":2019},"11","15","07","11/15/2019 07:00","2019-11-15",52.412]
["20121115:1200",8.55,37.75,0,{"v":0,"d":"0.00"},0,254.87,1.81,74,97815,{"$f":"'Phoenix TMY 3'!$D$5","v":2019},"11","15","12","11/15/2019 12:00","2019-11-15T05:00:00",47.39]
["20121115:1500",12.39,29.11,65,5.49,64,{"v":261.9,"d":"261.90"},2.18,79,97889,{"$f":"'Phoenix TMY 3'!$D$5","v":2019},"11","15","15","11/15/2019 15:00","2019-11-15T08:00:00",54.30200000000001]
["20121115:1900",23.93,11.09,690,{"v":975.6,"d":"975.60"},89,284.93,2.18,100,97703,{"$f":"'Phoenix TMY 3'!$D$5","v":2019},"11","15","19","11/15/2019 19:00","2019-11-15T12:00:00",75.074]
["20121115:2200",25.72,11.53,436,869.74,74,293.25,1.59,102,97562,{"$f":"'Phoenix TMY 3'!$D$5","v":2019},"11","15","22","11/15/2019 22:00","2019-11-15T15:00:00",78.29599999999999]
["20121115:2300",25.58,12.53,247,727.91,58,{"v":294.8,"d":"294.80"},{"v":1.3,"d":"1.30"},99,97536,{"$f":"'Phoenix TMY 3'!$D$5","v":2019},"11","15","23","11/15/2019 23:00","2019-11-15T16:00:00",78.044]
["20121116:0200",20.15,15.51,0,{"v":0,"d":"0.00"},0,{"v":284.5,"d":"284.50"},1.78,22,97584,{"$f":"'Phoenix TMY 3'!$D$5","v":2019},"11","16","02","11/16/2019 02:00","2019-11-15T19:00:00",68.27]
["20121116:0800",11.97,32.21,0,{"v":0,"d":"0.00"},0,280.35,1.89,89,97584,{"$f":"'Phoenix TMY 3'!$D$5","v":2019},"11","16","08","11/16/2019 08:00","2019-11-16T01:00:00",53.54600000000001]
["20121116:1000",10.52,35.75,0,{"v":0,"d":"0.00"},0,275.72,1.64,86,97572,{"$f":"'Phoenix TMY 3'!$D$5","v":2019},"11","16","10","11/16/2019 10:00","2019-11-16T03:00:00",50.936]
["20121116:1300",10.07,36.08,0,{"v":0,"d":"0.00"},0,{"v":277.4,"d":"277.40"},1.42,86,97725,{"$f":"'Phoenix TMY 3'!$D$5","v":2019},"11","16","13","11/16/2019 13:00","2019-11-16T06:00:00",50.126000000000005]
["20121116:1600",{"v":17.1,"d":"17.10"},21.53,202,160.34,146,289.73,1.11,91,97831,{"$f":"'Phoenix TMY 3'!$D$5","v":2019},"11","16","16","11/16/2019 16:00","2019-11-16T09:00:00",62.78]
["20121116:2000",24.35,11.31,234,20.09,222,323.85,0.97,217,97690,{"$f":"'Phoenix TMY 3'!$D$5","v":2019},"11","16","20","11/16/2019 20:00","2019-11-16T13:00:00",75.83000000000001]
["20121116:2300",21.99,{"v":17.1,"d":"17.10"},103,27.21,96,{"v":341.9,"d":"341.90"},1.92,276,97632,{"$f":"'Phoenix TMY 3'!$D$5","v":2019},"11","16","23","11/16/2019 23:00","2019-11-16T16:00:00",71.582]
["20121117:0000",21.33,16.48,20,{"v":0,"d":"0.00"},20,345.83,1.85,282,97674,{"$f":"'Phoenix TMY 3'!$D$5","v":2019},"11","17","00","11/17/2019 00:00",{"$f":"(DATEVALUE(O7698)+TIMEVALUE(O7698))+($P$16/24)","v":"2019-11-16T17:00:00"},70.394]
["20121117:0500",18.55,21.77,0,{"v":0,"d":"0.00"},0,355.75,0.94,76,97767,{"$f":"'Phoenix TMY 3'!$D$5","v":2019},"11","17","05","11/17/2019 05:00","2019-11-16T22:00:00",65.39]
["20121117:0700",17.49,23.53,0,{"v":0,"d":"0.00"},0,352.65,0.46,75,97703,{"$f":"'Phoenix TMY 3'!$D$5","v":2019},"11","17","07","11/17/2019 07:00","2019-11-17",63.482]
["20121117:1100",14.68,28.51,0,{"v":0,"d":"0.00"},0,316.55,0.76,103,97594,{"$f":"'Phoenix TMY 3'!$D$5","v":2019},"11","17","11","11/17/2019 11:00","2019-11-17T04:00:00",58.424]
["20121117:1400",12.67,28.91,0,{"v":0,"d":"0.00"},0,{"v":307.8,"d":"307.80"},{"v":1.3,"d":"1.30"},111,97767,{"$f":"'Phoenix TMY 3'!$D$5","v":2019},"11","17","14","11/17/2019 14:00","2019-11-17T07:00:00",54.806]
["20121117:1800",22.62,12.41,604,911.87,84,310.03,0.93,177,97741,{"$f":"'Phoenix TMY 3'!$D$5","v":2019},"11","17","18","11/17/2019 18:00","2019-11-17T11:00:00",72.71600000000001]
["20121117:2100",25.29,13.35,547,885.05,81,315.88,1.27,226,97565,{"$f":"'Phoenix TMY 3'!$D$5","v":2019},"11","17","21","11/17/2019 21:00","2019-11-17T14:00:00",77.52199999999999]
["20121118:0000",24.21,16.21,44,295.26,24,310.87,1.27,285,97556,{"$f":"'Phoenix TMY 3'!$D$5","v":2019},"11","18","00","11/18/2019 00:00","2019-11-17T17:00:00",75.578]
["20121118:0200",22.94,{"v":17.2,"d":"17.20"},0,{"v":0,"d":"0.00"},0,{"v":300.5,"d":"300.50"},0.61,2,97652,{"$f":"'Phoenix TMY 3'!$D$5","v":2019},"11","18","02","11/18/2019 02:00","2019-11-17T19:00:00",73.292]
["20121118:0500",19.11,21.69,0,{"v":0,"d":"0.00"},0,{"v":300.8,"d":"300.80"},2.26,75,97709,{"$f":"'Phoenix TMY 3'!$D$5","v":2019},"11","18","05","11/18/2019 05:00","2019-11-17T22:00:00",66.398]
["20121118:0800",14.71,27.96,0,{"v":0,"d":"0.00"},0,298.95,1.74,89,97671,{"$f":"'Phoenix TMY 3'!$D$5","v":2019},"11","18","08","11/18/2019 08:00","2019-11-18T01:00:00",58.478]
["20121118:1200",12.97,30.53,0,{"v":0,"d":"0.00"},0,{"v":302.7,"d":"302.70"},1.59,90,97658,{"$f":"'Phoenix TMY 3'!$D$5","v":2019},"11","18","12","11/18/2019 12:00","2019-11-18T05:00:00",55.346000000000004]
["20121118:1500",16.34,23.25,37,{"v":0,"d":"0.00"},37,318.67,1.68,101,97748,{"$f":"'Phoenix TMY 3'!$D$5","v":2019},"11","18","15","11/18/2019 15:00","2019-11-18T08:00:00",61.412]
["20121118:1900",24.91,22.97,436,255.93,281,{"v":341.8,"d":"341.80"},1.24,186,97607,{"$f":"'Phoenix TMY 3'!$D$5","v":2019},"11","18","19","11/18/2019 19:00","2019-11-18T12:00:00",76.838]
["20121118:2300",24.26,33.74,221,656.63,55,{"v":336.3,"d":"336.30"},1.99,238,97460,{"$f":"'Phoenix TMY 3'!$D$5","v":2019},"11","18","23","11/18/2019 23:00","2019-11-18T16:00:00",75.668]
["20121119:0200",{"v":18.8,"d":"18.80"},45.41,0,{"v":0,"d":"0.00"},0,{"v":326.5,"d":"326.50"},1.86,268,97604,{"$f":"'Phoenix TMY 3'!$D$5","v":2019},"11","19","02","11/19/2019 02:00","2019-11-18T19:00:00",65.84]
["20121119:0300",18.09,46.67,0,{"v":0,"d":"0.00"},0,323.78,1.92,256,97636,{"$f":"'Phoenix TMY 3'!$D$5","v":2019},"11","19","03","11/19/2019 03:00","2019-11-18T20:00:00",64.562]
["20121119:0600",16.31,51.02,0,{"v":0,"d":"0.00"},0,315.88,1.88,210,97706,{"$f":"'Phoenix TMY 3'!$D$5","v":2019},"11","19","06","11/19/2019 06:00","2019-11-18T23:00:00",61.358]
["20121119:0900",14.64,59.32,0,{"v":0,"d":"0.00"},0,307.28,1.43,145,97713,{"$f":"'Phoenix TMY 3'!$D$5","v":2019},"11","19","09","11/19/2019 09:00","2019-11-19T02:00:00",58.352000000000004]
["20121119:1300",12.57,67.45,0,{"v":0,"d":"0.00"},0,304.28,1.21,102,97783,{"$f":"'Phoenix TMY 3'!$D$5","v":2019},"11","19","13","11/19/2019 13:00","2019-11-19T06:00:00",54.626000000000005]
["20121119:1600",{"v":17.9,"d":"17.90"},49.23,322,759.05,65,310.05,1.29,113,97850,{"$f":"'Phoenix TMY 3'!$D$5","v":2019},"11","19","16","11/19/2019 16:00",{"$f":"(DATEVALUE(O7762)+TIMEVALUE(O7762))+($P$16/24)","v":"2019-11-19T09:00:00"},64.22]
["20121119:2000",23.73,34.37,620,910.11,85,{"v":317,"d":"317.00"},0.46,230,97700,{"$f":"'Phoenix TMY 3'!$D$5","v":2019},"11","19","20","11/19/2019 20:00","2019-11-19T13:00:00",74.714]
["20121120:0000",21.88,40.65,42,295.13,23,306.42,1.43,308,97716,{"$f":"'Phoenix TMY 3'!$D$5","v":2019},"11","20","00","11/20/2019 00:00","2019-11-19T17:00:00",71.384]
["20121120:0300",18.49,52.35,0,{"v":0,"d":"0.00"},0,303.83,2.62,7,97796,{"$f":"'Phoenix TMY 3'!$D$5","v":2019},"11","20","03","11/20/2019 03:00","2019-11-19T20:00:00",65.282]
["20121120:0400",17.38,56.72,0,{"v":0,"d":"0.00"},0,301.42,2.68,18,97825,{"$f":"'Phoenix TMY 3'!$D$5","v":2019},"11","20","04","11/20/2019 04:00","2019-11-19T21:00:00",63.284]
["20121120:0700",14.65,67.45,0,{"v":0,"d":"0.00"},0,297.07,2.74,59,97892,{"$f":"'Phoenix TMY 3'!$D$5","v":2019},"11","20","07","11/20/2019 07:00","2019-11-20",58.370000000000005]
["20121120:1100",{"v":11.9,"d":"11.90"},{"v":77.8,"d":"77.80"},0,{"v":0,"d":"0.00"},0,{"v":292.7,"d":"292.70"},0.81,79,97949,{"$f":"'Phoenix TMY 3'!$D$5","v":2019},"11","20","11","11/20/2019 11:00","2019-11-20T04:00:00",53.42]
["20121120:1400",11.58,76.55,0,{"v":0,"d":"0.00"},0,{"v":284.1,"d":"284.10"},1.75,79,98132,{"$f":"'Phoenix TMY 3'!$D$5","v":2019},"11","20","14","11/20/2019 14:00","2019-11-20T07:00:00",52.844]
["20121120:1700",20.53,38.79,485,868.52,77,298.25,1.49,52,98209,{"$f":"'Phoenix TMY 3'!$D$5","v":2019},"11","20","17","11/20/2019 17:00","2019-11-20T10:00:00",68.95400000000001]
["20121120:2200",23.79,28.39,409,{"v":837.7,"d":"837.70"},71,298.07,0.68,21,97975,{"$f":"'Phoenix TMY 3'!$D$5","v":2019},"11","20","22","11/20/2019 22:00","2019-11-20T15:00:00",74.822]
["20121121:0100",20.85,31.02,0,{"v":0,"d":"0.00"},0,286.57,1.89,12,97997,{"$f":"'Phoenix TMY 3'!$D$5","v":2019},"11","21","01","11/21/2019 01:00","2019-11-20T18:00:00",69.53]
["20121121:0400",16.87,41.69,0,{"v":0,"d":"0.00"},0,280.83,2.58,34,98042,{"$f":"'Phoenix TMY 3'!$D$5","v":2019},"11","21","04","11/21/2019 04:00","2019-11-20T21:00:00",62.366]
["20121121:0500",15.57,46.33,0,{"v":0,"d":"0.00"},0,{"v":280,"d":"280.00"},2.66,40,98055,{"$f":"'Phoenix TMY 3'!$D$5","v":2019},"11","21","05","11/21/2019 05:00","2019-11-20T22:00:00",60.025999999999996]
["20121121:0800",13.21,51.37,0,{"v":0,"d":"0.00"},0,{"v":275.7,"d":"275.70"},1.86,54,97978,{"$f":"'Phoenix TMY 3'!$D$5","v":2019},"11","21","08","11/21/2019 08:00","2019-11-21T01:00:00",55.778000000000006]
["20121121:1200",11.07,{"v":49.6,"d":"49.60"},0,{"v":0,"d":"0.00"},0,272.97,1.47,66,97924,{"$f":"'Phoenix TMY 3'!$D$5","v":2019},"11","21","12","11/21/2019 12:00","2019-11-21T05:00:00",51.926]
["20121121:1400",10.29,48.17,0,{"v":0,"d":"0.00"},0,{"v":269.5,"d":"269.50"},1.64,71,97988,{"$f":"'Phoenix TMY 3'!$D$5","v":2019},"11","21","14","11/21/2019 14:00","2019-11-21T07:00:00",50.522]
["20121121:1900",24.69,{"v":18.4,"d":"18.40"},647,941.54,86,302.92,1.03,83,97716,{"$f":"'Phoenix TMY 3'!$D$5","v":2019},"11","21","19","11/21/2019 19:00","2019-11-21T12:00:00",76.44200000000001]
["20121121:2300",24.89,21.66,223,680.64,55,314.95,1.19,86,97488,{"$f":"'Phoenix TMY 3'!$D$5","v":2019},"11","21","23","11/21/2019 23:00","2019-11-21T16:00:00",76.80199999999999]
["20121122:0200",19.54,28.61,0,{"v":0,"d":"0.00"},0,303.45,2.32,40,97546,{"$f":"'Phoenix TMY 3'!$D$5","v":2019},"11","22","02","11/22/2019 02:00","2019-11-21T19:00:00",67.172]
["20121122:0300",18.35,31.22,0,{"v":0,"d":"0.00"},0,{"v":302.8,"d":"302.80"},2.53,47,97552,{"$f":"'Phoenix TMY 3'!$D$5","v":2019},"11","22","03","11/22/2019 03:00","2019-11-21T20:00:00",65.03]
["20121122:0600",15.24,{"v":37.8,"d":"37.80"},0,{"v":0,"d":"0.00"},0,303.63,2.76,66,97556,{"$f":"'Phoenix TMY 3'!$D$5","v":2019},"11","22","06","11/22/2019 06:00","2019-11-21T23:00:00",59.432]
["20121122:0900",13.36,41.95,0,{"v":0,"d":"0.00"},0,309.33,2.01,78,97530,{"$f":"'Phoenix TMY 3'!$D$5","v":2019},{"$f":"MID(A7827,5,2)","v":"11"},{"$f":"MID(A7827,7,2)","v":"22"},{"$f":"MID(A7827,10,2)","v":"09"},{"$f":"L7827&\"/\"&M7827&\"/\"&K7827&\" \"&N7827&\":00\"","v":"11/22/2019 09:00"},"2019-11-22T02:00:00",{"$f":"((9/5)*B7827)+32","v":56.048}]
["20121122:1500",14.85,40.18,111,416.89,45,301.67,1.49,89,97652,{"$f":"'Phoenix TMY 3'!$D$5","v":2019},"11","22","15","11/22/2019 15:00","2019-11-22T08:00:00",58.730000000000004]
["20121122:1700",21.62,23.58,472,857.65,75,{"v":312.6,"d":"312.60"},0.88,94,97671,{"$f":"'Phoenix TMY 3'!$D$5","v":2019},"11","22","17","11/22/2019 17:00","2019-11-22T10:00:00",70.916]
["20121122:2000",26.29,19.65,616,918.81,84,{"v":324.8,"d":"324.80"},1.09,254,97421,{"$f":"'Phoenix TMY 3'!$D$5","v":2019},"11","22","20","11/22/2019 20:00","2019-11-22T13:00:00",79.322]
["20121123:0000",{"v":23.1,"d":"23.10"},23.24,39,282.98,22,312.42,2.07,293,97440,{"$f":"'Phoenix TMY 3'!$D$5","v":2019},"11","23","00","11/23/2019 00:00","2019-11-22T17:00:00",73.58000000000001]
["20121123:0300",18.05,32.25,0,{"v":0,"d":"0.00"},0,300.57,2.19,344,97546,{"$f":"'Phoenix TMY 3'!$D$5","v":2019},"11","23","03","11/23/2019 03:00","2019-11-22T20:00:00",64.49000000000001]
["20121123:0400",17.24,{"v":35.3,"d":"35.30"},0,{"v":0,"d":"0.00"},0,298.58,1.77,9,97556,{"$f":"'Phoenix TMY 3'!$D$5","v":2019},"11","23","04","11/23/2019 04:00","2019-11-22T21:00:00",63.032]
["20121123:0700",14.74,43.37,0,{"v":0,"d":"0.00"},0,294.77,0.69,60,97584,{"$f":"'Phoenix TMY 3'!$D$5","v":2019},"11","23","07","11/23/2019 07:00","2019-11-23",58.532]
["20121123:1200",11.31,52.21,0,{"v":0,"d":"0.00"},0,288.85,0.74,86,97677,{"$f":"'Phoenix TMY 3'!$D$5","v":2019},"11","23","12","11/23/2019 12:00","2019-11-23T05:00:00",52.358000000000004]
["20121123:1500",13.67,42.04,128,554.69,42,288.88,{"v":1.4,"d":"1.40"},92,97780,{"$f":"'Phoenix TMY 3'!$D$5","v":2019},"11","23","15","11/23/2019 15:00","2019-11-23T08:00:00",56.606]
["20121123:1800",22.42,19.92,588,920.25,82,304.32,1.04,36,97773,{"$f":"'Phoenix TMY 3'!$D$5","v":2019},"11","23","18","11/23/2019 18:00","2019-11-23T11:00:00",72.356]
["20121123:2100",25.07,17.15,539,901.06,79,309.68,{"v":1.2,"d":"1.20"},292,97629,{"$f":"'Phoenix TMY 3'!$D$5","v":2019},"11","23","21","11/23/2019 21:00","2019-11-23T14:00:00",77.126]
["20121124:0100",20.81,21.43,0,{"v":0,"d":"0.00"},0,297.58,2.32,340,97725,{"$f":"'Phoenix TMY 3'!$D$5","v":2019},"11","24","01","11/24/2019 01:00","2019-11-23T18:00:00",69.458]
["20121124:0400",16.77,28.07,0,{"v":0,"d":"0.00"},0,293.17,1.98,31,97847,{"$f":"'Phoenix TMY 3'!$D$5","v":2019},"11","24","04","11/24/2019 04:00","2019-11-23T21:00:00",62.186]
["20121124:0500",15.63,30.81,0,{"v":0,"d":"0.00"},0,{"v":292.7,"d":"292.70"},1.61,48,97882,{"$f":"'Phoenix TMY 3'!$D$5","v":2019},"11","24","05","11/24/2019 05:00","2019-11-23T22:00:00",60.134]
["20121124:0900",12.21,35.42,0,{"v":0,"d":"0.00"},0,290.95,1.61,70,97921,{"$f":"'Phoenix TMY 3'!$D$5","v":2019},"11","24","09","11/24/2019 09:00","2019-11-24T02:00:00",53.978]
["20121124:1200",10.85,36.94,0,{"v":0,"d":"0.00"},0,288.75,1.84,70,98007,{"$f":"'Phoenix TMY 3'!$D$5","v":2019},"11","24","12","11/24/2019 12:00","2019-11-24T05:00:00",51.53]
["20121124:1600",{"v":17.9,"d":"17.90"},24.78,310,768.13,63,299.82,1.77,60,98180,{"$f":"'Phoenix TMY 3'!$D$5","v":2019},"11","24","16","11/24/2019 16:00","2019-11-24T09:00:00",64.22]
["20121124:1900",{"v":26.1,"d":"26.10"},14.41,628,927.26,84,316.62,{"v":2.2,"d":"2.20"},60,98026,{"$f":"'Phoenix TMY 3'!$D$5","v":2019},"11","24","19","11/24/2019 19:00","2019-11-24T12:00:00",78.98]
["20121124:2300",26.92,15.28,215,670.17,53,{"v":320.4,"d":"320.40"},1.92,62,97853,{"$f":"'Phoenix TMY 3'!$D$5","v":2019},"11","24","23","11/24/2019 23:00","2019-11-24T16:00:00",80.456]
["20121125:0200",20.98,24.13,0,{"v":0,"d":"0.00"},0,{"v":313.7,"d":"313.70"},3.49,64,97882,{"$f":"'Phoenix TMY 3'!$D$5","v":2019},"11","25","02","11/25/2019 02:00","2019-11-24T19:00:00",69.76400000000001]
["20121125:0500",17.85,31.02,0,{"v":0,"d":"0.00"},0,{"v":312,"d":"312.00"},{"v":3.7,"d":"3.70"},84,97959,{"$f":"'Phoenix TMY 3'!$D$5","v":2019},"11","25","05","11/25/2019 05:00","2019-11-24T22:00:00",64.13]
["20121125:0600",17.35,31.82,0,{"v":0,"d":"0.00"},0,307.35,{"v":3.6,"d":"3.60"},83,97965,{"$f":"'Phoenix TMY 3'!$D$5","v":2019},"11","25","06","11/25/2019 06:00","2019-11-24T23:00:00",63.230000000000004]
["20121125:1000",15.15,{"v":34.9,"d":"34.90"},0,{"v":0,"d":"0.00"},0,290.32,3.64,76,97978,{"$f":"'Phoenix TMY 3'!$D$5","v":2019},"11","25","10","11/25/2019 10:00","2019-11-25T03:00:00",59.269999999999996]
["20121125:1300",13.96,{"v":36.2,"d":"36.20"},0,{"v":0,"d":"0.00"},0,284.78,3.16,74,97959,{"$f":"'Phoenix TMY 3'!$D$5","v":2019},"11","25","13","11/25/2019 13:00","2019-11-25T06:00:00",57.128]
["20121125:1700",23.16,18.29,467,867.55,74,298.65,3.27,81,97911,{"$f":"'Phoenix TMY 3'!$D$5","v":2019},"11","25","17","11/25/2019 17:00","2019-11-25T10:00:00",73.688]
["20121125:2000",28.09,15.47,608,919.54,83,{"v":317.6,"d":"317.60"},2.62,91,97565,{"$f":"'Phoenix TMY 3'!$D$5","v":2019},"11","25","20","11/25/2019 20:00","2019-11-25T13:00:00",82.562]
["20121126:0000",25.04,20.17,36,264.73,21,315.67,1.64,64,97408,{"$f":"'Phoenix TMY 3'!$D$5","v":2019},"11","26","00","11/26/2019 00:00","2019-11-25T17:00:00",77.072]
["20121126:0300",21.26,25.88,0,{"v":0,"d":"0.00"},0,308.87,1.84,52,97389,{"$f":"'Phoenix TMY 3'!$D$5","v":2019},"11","26","03","11/26/2019 03:00","2019-11-25T20:00:00",70.268]
["20121126:0700",{"v":15.8,"d":"15.80"},{"v":36.4,"d":"36.40"},0,{"v":0,"d":"0.00"},0,302.87,1.63,89,97344,{"$f":"'Phoenix TMY 3'!$D$5","v":2019},"11","26","07","11/26/2019 07:00","2019-11-26",60.44]
["20121126:0800",14.37,38.25,0,{"v":0,"d":"0.00"},0,{"v":301.5,"d":"301.50"},1.94,95,97315,{"$f":"'Phoenix TMY 3'!$D$5","v":2019},"11","26","08","11/26/2019 08:00","2019-11-26T01:00:00",57.866]
["20121126:1100",12.48,42.43,0,{"v":0,"d":"0.00"},0,295.75,1.97,96,97258,{"$f":"'Phoenix TMY 3'!$D$5","v":2019},"11","26","11","11/26/2019 11:00","2019-11-26T04:00:00",54.464]
["20121126:1500",15.57,32.94,117,529.41,40,{"v":290.4,"d":"290.40"},1.49,122,97392,{"$f":"'Phoenix TMY 3'!$D$5","v":2019},"11","26","15","11/26/2019 15:00","2019-11-26T08:00:00",60.025999999999996]
["20121126:1800",23.56,{"v":18.8,"d":"18.80"},574,913.95,80,302.83,1.28,181,97322,{"$f":"'Phoenix TMY 3'!$D$5","v":2019},"11","26","18","11/26/2019 18:00","2019-11-26T11:00:00",74.408]
["20121126:2100",{"v":26,"d":"26.00"},{"v":16.9,"d":"16.90"},528,893.33,78,{"v":306.1,"d":"306.10"},1.51,242,97120,{"$f":"'Phoenix TMY 3'!$D$5","v":2019},"11","26","21","11/26/2019 21:00","2019-11-26T14:00:00",78.80000000000001]
["20121127:0100",22.76,19.13,0,{"v":0,"d":"0.00"},0,296.23,{"v":1.9,"d":"1.90"},281,97095,{"$f":"'Phoenix TMY 3'!$D$5","v":2019},"11","27","01","11/27/2019 01:00","2019-11-26T18:00:00",72.968]
["20121127:0400",19.08,22.57,0,{"v":0,"d":"0.00"},0,291.77,{"v":1.3,"d":"1.30"},212,97200,{"$f":"'Phoenix TMY 3'!$D$5","v":2019},"11","27","04","11/27/2019 04:00","2019-11-26T21:00:00",66.344]
["20121127:0800",14.81,28.64,0,{"v":0,"d":"0.00"},0,{"v":287.1,"d":"287.10"},0.86,139,97306,{"$f":"'Phoenix TMY 3'!$D$5","v":2019},"11","27","08","11/27/2019 08:00","2019-11-27T01:00:00",58.658]
["20121127:0900",13.98,30.87,0,{"v":0,"d":"0.00"},0,{"v":285.8,"d":"285.80"},{"v":1,"d":"1.00"},135,97338,{"$f":"'Phoenix TMY 3'!$D$5","v":2019},"11","27","09","11/27/2019 09:00","2019-11-27T02:00:00",57.164]
["20121127:1200",11.74,38.45,0,{"v":0,"d":"0.00"},0,281.88,1.52,122,97469,{"$f":"'Phoenix TMY 3'!$D$5","v":2019},"11","27","12","11/27/2019 12:00","2019-11-27T05:00:00",53.132000000000005]
["20121127:1600",17.18,28.48,302,772.68,61,290.78,1.51,131,97680,{"$f":"'Phoenix TMY 3'!$D$5","v":2019},"11","27","16","11/27/2019 16:00",{"$f":"(DATEVALUE(O7954)+TIMEVALUE(O7954))+($P$16/24)","v":"2019-11-27T09:00:00"},62.924]
["20121127:1900",23.48,17.39,625,937.35,83,303.85,0.79,244,97610,{"$f":"'Phoenix TMY 3'!$D$5","v":2019},"11","27","19","11/27/2019 19:00","2019-11-27T12:00:00",74.26400000000001]
["20121127:2200",24.24,17.49,394,834.12,69,300.67,0.58,301,97562,{"$f":"'Phoenix TMY 3'!$D$5","v":2019},"11","27","22","11/27/2019 22:00","2019-11-27T15:00:00",75.632]
["20121128:0100",21.74,20.14,0,{"v":0,"d":"0.00"},0,292.32,1.55,357,97629,{"$f":"'Phoenix TMY 3'!$D$5","v":2019},"11","28","01","11/28/2019 01:00","2019-11-27T18:00:00",71.132]
["20121128:0600",14.61,{"v":34.3,"d":"34.30"},0,{"v":0,"d":"0.00"},0,286.27,1.12,62,97847,{"$f":"'Phoenix TMY 3'!$D$5","v":2019},"11","28","06","11/28/2019 06:00","2019-11-27T23:00:00",58.298]
["20121128:0900",11.97,{"v":38.1,"d":"38.10"},0,{"v":0,"d":"0.00"},0,282.82,2.14,76,97882,{"$f":"'Phoenix TMY 3'!$D$5","v":2019},"11","28","09","11/28/2019 09:00","2019-11-28T02:00:00",53.54600000000001]
["20121128:1000",11.38,38.85,0,{"v":0,"d":"0.00"},0,281.93,2.04,77,97892,{"$f":"'Phoenix TMY 3'!$D$5","v":2019},"11","28","10","11/28/2019 10:00","2019-11-28T03:00:00",52.484]
["20121128:1300",10.21,36.94,0,{"v":0,"d":"0.00"},0,278.28,1.98,80,97997,{"$f":"'Phoenix TMY 3'!$D$5","v":2019},"11","28","13","11/28/2019 13:00","2019-11-28T06:00:00",50.378]
["20121128:1700",20.79,17.66,349,419.25,163,293.55,1.72,82,98094,{"$f":"'Phoenix TMY 3'!$D$5","v":2019},"11","28","17","11/28/2019 17:00","2019-11-28T10:00:00",69.422]
["20121128:2000",26.35,14.56,431,333.54,243,311.35,0.94,107,97825,{"$f":"'Phoenix TMY 3'!$D$5","v":2019},"11","28","20","11/28/2019 20:00","2019-11-28T13:00:00",79.43]
["20121128:2200",25.87,{"v":17,"d":"17.00"},334,608.17,98,308.58,1.24,46,97761,{"$f":"'Phoenix TMY 3'!$D$5","v":2019},"11","28","22","11/28/2019 22:00","2019-11-28T15:00:00",78.566]
["20121129:0400",17.65,30.55,0,{"v":0,"d":"0.00"},0,300.42,1.63,69,97780,{"$f":"'Phoenix TMY 3'!$D$5","v":2019},"11","29","04","11/29/2019 04:00","2019-11-28T21:00:00",63.769999999999996]
["20121129:0700",14.02,34.55,0,{"v":0,"d":"0.00"},0,296.62,1.69,97,97802,{"$f":"'Phoenix TMY 3'!$D$5","v":2019},"11","29","07","11/29/2019 07:00","2019-11-29",57.236000000000004]
["20121129:0800",13.03,35.54,0,{"v":0,"d":"0.00"},0,{"v":295,"d":"295.00"},1.77,104,97805,{"$f":"'Phoenix TMY 3'!$D$5","v":2019},"11","29","08","11/29/2019 08:00","2019-11-29T01:00:00",55.454]
["20121129:1100",11.65,{"v":37.2,"d":"37.20"},0,{"v":0,"d":"0.00"},0,{"v":287.9,"d":"287.90"},2.57,100,97815,{"$f":"'Phoenix TMY 3'!$D$5","v":2019},"11","29","11","11/29/2019 11:00","2019-11-29T04:00:00",52.97]
["20121129:1400",11.33,36.81,0,{"v":0,"d":"0.00"},0,{"v":285.1,"d":"285.10"},{"v":2.4,"d":"2.40"},100,97969,{"$f":"'Phoenix TMY 3'!$D$5","v":2019},"11","29","14","11/29/2019 14:00","2019-11-29T07:00:00",52.394000000000005]
["20121129:1800",22.16,20.39,448,479.48,193,309.02,2.05,163,97930,{"$f":"'Phoenix TMY 3'!$D$5","v":2019},"11","29","18","11/29/2019 18:00","2019-11-29T11:00:00",71.888]
["20121129:2300",23.59,24.16,207,{"v":658.9,"d":"658.90"},52,308.85,2.03,262,97709,{"$f":"'Phoenix TMY 3'!$D$5","v":2019},"11","29","23","11/29/2019 23:00","2019-11-29T16:00:00",74.462]
["20121130:0100",20.18,24.69,0,{"v":0,"d":"0.00"},0,302.68,{"v":2.7,"d":"2.70"},281,97818,{"$f":"'Phoenix TMY 3'!$D$5","v":2019},"11","30","01","11/30/2019 01:00","2019-11-29T18:00:00",68.324]
["20121130:0500",17.32,25.36,0,{"v":0,"d":"0.00"},0,{"v":293.6,"d":"293.60"},2.15,289,97969,{"$f":"'Phoenix TMY 3'!$D$5","v":2019},"11","30","05","11/30/2019 05:00","2019-11-29T22:00:00",63.176]
["20121130:0800",14.68,30.23,0,{"v":0,"d":"0.00"},0,{"v":289.1,"d":"289.10"},0.69,130,97940,{"$f":"'Phoenix TMY 3'!$D$5","v":2019},"11","30","08","11/30/2019 08:00",{"$f":"(DATEVALUE(O8018)+TIMEVALUE(O8018))+($P$16/24)","v":"2019-11-30T01:00:00"},58.424]
["20121130:0900",{"v":13.7,"d":"13.70"},32.99,0,{"v":0,"d":"0.00"},0,287.73,0.87,122,97940,{"$f":"'Phoenix TMY 3'!$D$5","v":2019},{"$f":"MID(A8019,5,2)","v":"11"},{"$f":"MID(A8019,7,2)","v":"30"},{"$f":"MID(A8019,10,2)","v":"09"},{"$f":"L8019&\"/\"&M8019&\"/\"&K8019&\" \"&N8019&\":00\"","v":"11/30/2019 09:00"},"2019-11-30T02:00:00",{"$f":"((9/5)*B8019)+32","v":56.66}]
["20121130:1200",11.35,42.95,0,{"v":0,"d":"0.00"},0,283.95,1.43,111,97991,{"$f":"'Phoenix TMY 3'!$D$5","v":2019},"11","30","12","11/30/2019 12:00","2019-11-30T05:00:00",52.43]
["20121130:1600",21.64,22.94,279,726.72,59,{"v":306.4,"d":"306.40"},1.58,145,98145,{"$f":"'Phoenix TMY 3'!$D$5","v":2019},"11","30","16","11/30/2019 16:00","2019-11-30T09:00:00",70.952]
["20121130:2000",20.74,33.51,580,894.02,80,303.56,1.41,287,97940,{"$f":"'Phoenix TMY 3'!$D$5","v":2019},"11","30","20","11/30/2019 20:00","2019-11-30T13:00:00",69.332]
["20121130:2300",20.06,41.44,138,217.72,87,301.44,1.28,296,97825,{"$f":"'Phoenix TMY 3'!$D$5","v":2019},"11","30","23","11/30/2019 23:00","2019-11-30T16:00:00",68.108]
["20121201:0200",19.38,49.37,0,{"v":0,"d":"0.00"},0,299.31,1.15,284,97911,{"$f":"'Phoenix TMY 3'!$D$5","v":2019},"12","01","02","12/01/2019 02:00","2019-11-30T19:00:00",66.884]
["20121201:0600",18.47,59.95,0,{"v":0,"d":"0.00"},0,296.48,0.98,17,97994,{"$f":"'Phoenix TMY 3'!$D$5","v":2019},"12","01","06","12/01/2019 06:00","2019-11-30T23:00:00",65.24600000000001]
["20121201:0900",13.84,74.22,0,{"v":0,"d":"0.00"},0,289.08,1.88,72,97981,{"$f":"'Phoenix TMY 3'!$D$5","v":2019},"12","01","09","12/01/2019 09:00","2019-12-01T02:00:00",56.912]
["20121201:1000",12.89,77.08,0,{"v":0,"d":"0.00"},0,287.57,1.87,76,97975,{"$f":"'Phoenix TMY 3'!$D$5","v":2019},"12","01","10","12/01/2019 10:00","2019-12-01T03:00:00",55.202]
["20121201:1300",11.29,83.27,0,{"v":0,"d":"0.00"},0,282.55,1.74,87,98001,{"$f":"'Phoenix TMY 3'!$D$5","v":2019},"12","01","13","12/01/2019 13:00","2019-12-01T06:00:00",52.322]
["20121201:1700",19.48,51.36,438,843.88,71,298.95,1.82,64,98026,{"$f":"'Phoenix TMY 3'!$D$5","v":2019},"12","01","17","12/01/2019 17:00","2019-12-01T10:00:00",67.064]
["20121201:2100",22.91,42.33,509,875.84,76,306.12,0.94,300,97738,{"$f":"'Phoenix TMY 3'!$D$5","v":2019},"12","01","21","12/01/2019 21:00","2019-12-01T14:00:00",73.238]
["20121202:0000",21.13,50.09,33,{"v":0,"d":"0.00"},33,299.13,1.93,306,97751,{"$f":"'Phoenix TMY 3'!$D$5","v":2019},"12","02","00","12/02/2019 00:00","2019-12-01T17:00:00",70.03399999999999]
["20121202:0400",16.91,65.23,0,{"v":0,"d":"0.00"},0,292.93,1.21,4,97796,{"$f":"'Phoenix TMY 3'!$D$5","v":2019},"12","02","04","12/02/2019 04:00","2019-12-01T21:00:00",62.438]
["20121202:0700",14.39,75.26,0,{"v":0,"d":"0.00"},0,288.15,0.99,67,97786,{"$f":"'Phoenix TMY 3'!$D$5","v":2019},"12","02","07","12/02/2019 07:00","2019-12-02",57.902]
["20121202:1000",12.16,85.27,0,{"v":0,"d":"0.00"},0,283.08,1.28,81,97786,{"$f":"'Phoenix TMY 3'!$D$5","v":2019},"12","02","10","12/02/2019 10:00","2019-12-02T03:00:00",53.888000000000005]
["20121202:1400",11.02,85.12,0,{"v":0,"d":"0.00"},0,279.55,1.59,90,97901,{"$f":"'Phoenix TMY 3'!$D$5","v":2019},"12","02","14","12/02/2019 14:00","2019-12-02T07:00:00",51.836]
["20121202:1500",13.74,{"v":72.7,"d":"72.70"},99,494.31,36,285.13,1.37,89,97914,{"$f":"'Phoenix TMY 3'!$D$5","v":2019},"12","02","15","12/02/2019 15:00","2019-12-02T08:00:00",56.732]
["20121202:1800",20.48,{"v":43.8,"d":"43.80"},550,901.02,78,299.58,0.92,39,97860,{"$f":"'Phoenix TMY 3'!$D$5","v":2019},"12","02","18","12/02/2019 18:00","2019-12-02T11:00:00",68.864]
["20121202:2200",22.82,{"v":37.8,"d":"37.80"},378,812.55,67,301.95,1.25,298,97642,{"$f":"'Phoenix TMY 3'!$D$5","v":2019},"12","02","22","12/02/2019 22:00","2019-12-02T15:00:00",73.076]
["20121203:0100",19.53,45.88,0,{"v":0,"d":"0.00"},0,292.48,1.63,312,97632,{"$f":"'Phoenix TMY 3'!$D$5","v":2019},{"$f":"MID(A8083,5,2)","v":"12"},{"$f":"MID(A8083,7,2)","v":"03"},{"$f":"MID(A8083,10,2)","v":"01"},{"$f":"L8083&\"/\"&M8083&\"/\"&K8083&\" \"&N8083&\":00\"","v":"12/03/2019 01:00"},"2019-12-02T18:00:00",{"$f":"((9/5)*B8083)+32","v":67.154}]
["20121203:0500",15.95,60.43,0,{"v":0,"d":"0.00"},0,{"v":287.1,"d":"287.10"},{"v":0.9,"d":"0.90"},25,97709,{"$f":"'Phoenix TMY 3'!$D$5","v":2019},"12","03","05","12/03/2019 05:00","2019-12-02T22:00:00",60.71]
["20121203:0800",14.07,68.21,0,{"v":0,"d":"0.00"},0,{"v":284.7,"d":"284.70"},0.84,64,97729,{"$f":"'Phoenix TMY 3'!$D$5","v":2019},"12","03","08","12/03/2019 08:00","2019-12-03T01:00:00",57.326]
["20121203:1100",11.68,74.24,0,{"v":0,"d":"0.00"},0,282.25,1.68,85,97729,{"$f":"'Phoenix TMY 3'!$D$5","v":2019},"12","03","11","12/03/2019 11:00","2019-12-03T04:00:00",53.024]
["20121203:1300",10.99,75.15,0,{"v":0,"d":"0.00"},0,277.78,1.68,94,97773,{"$f":"'Phoenix TMY 3'!$D$5","v":2019},"12","03","13","12/03/2019 13:00","2019-12-03T06:00:00",51.782]
["20121203:1600",16.38,{"v":54.9,"d":"54.90"},274,734.43,58,286.72,1.28,125,97821,{"$f":"'Phoenix TMY 3'!$D$5","v":2019},"12","03","16","12/03/2019 16:00","2019-12-03T09:00:00",61.483999999999995]
["20121203:2000",22.89,37.03,580,905.29,79,{"v":301.9,"d":"301.90"},1.39,249,97623,{"$f":"'Phoenix TMY 3'!$D$5","v":2019},"12","03","20","12/03/2019 20:00","2019-12-03T13:00:00",73.202]
["20121203:2300",22.52,{"v":41.2,"d":"41.20"},162,388.13,72,295.65,1.34,267,97575,{"$f":"'Phoenix TMY 3'!$D$5","v":2019},"12","03","23","12/03/2019 23:00","2019-12-03T16:00:00",72.536]
["20121204:0200",18.68,45.69,0,{"v":0,"d":"0.00"},0,288.45,{"v":1.6,"d":"1.60"},286,97632,{"$f":"'Phoenix TMY 3'!$D$5","v":2019},"12","04","02","12/04/2019 02:00","2019-12-03T19:00:00",65.624]
["20121204:0600",16.81,51.05,0,{"v":0,"d":"0.00"},0,{"v":288.1,"d":"288.10"},1.47,203,97709,{"$f":"'Phoenix TMY 3'!$D$5","v":2019},"12","04","06","12/04/2019 06:00","2019-12-03T23:00:00",62.257999999999996]
["20121204:0800",15.51,54.39,0,{"v":0,"d":"0.00"},0,{"v":288.3,"d":"288.30"},1.16,141,97709,{"$f":"'Phoenix TMY 3'!$D$5","v":2019},"12","04","08","12/04/2019 08:00","2019-12-04T01:00:00",59.918]
["20121204:1300",12.86,74.06,0,{"v":0,"d":"0.00"},0,289.23,1.48,123,97831,{"$f":"'Phoenix TMY 3'!$D$5","v":2019},"12","04","13","12/04/2019 13:00","2019-12-04T06:00:00",55.147999999999996]
["20121204:1400",12.37,77.58,0,{"v":0,"d":"0.00"},0,289.65,1.49,120,97882,{"$f":"'Phoenix TMY 3'!$D$5","v":2019},"12","04","14","12/04/2019 14:00","2019-12-04T07:00:00",54.266]
["20121204:1700",18.74,52.77,317,351.45,167,306.65,{"v":1.3,"d":"1.30"},205,97940,{"$f":"'Phoenix TMY 3'!$D$5","v":2019},"12","04","17","12/04/2019 17:00","2019-12-04T10:00:00",65.732]
["20121204:2100",22.06,44.95,497,863.29,74,311.28,1.11,274,97770,{"$f":"'Phoenix TMY 3'!$D$5","v":2019},"12","04","21","12/04/2019 21:00","2019-12-04T14:00:00",71.708]
["20121205:0000",20.58,49.82,32,{"v":251.1,"d":"251.10"},19,{"v":303.3,"d":"303.30"},0.64,307,97805,{"$f":"'Phoenix TMY 3'!$D$5","v":2019},"12","05","00","12/05/2019 00:00","2019-12-04T17:00:00",69.044]
["20121205:0300",17.31,60.12,0,{"v":0,"d":"0.00"},0,295.28,0.96,5,97940,{"$f":"'Phoenix TMY 3'!$D$5","v":2019},"12","05","03","12/05/2019 03:00","2019-12-04T20:00:00",63.158]
["20121205:0500",15.62,69.05,0,{"v":0,"d":"0.00"},0,293.85,1.48,39,98017,{"$f":"'Phoenix TMY 3'!$D$5","v":2019},"12","05","05","12/05/2019 05:00","2019-12-04T22:00:00",60.116]
["20121205:1100",11.58,79.49,0,{"v":0,"d":"0.00"},0,286.35,0.92,68,98094,{"$f":"'Phoenix TMY 3'!$D$5","v":2019},"12","05","11","12/05/2019 11:00","2019-12-05T04:00:00",52.844]
["20121205:1400",11.17,70.14,0,{"v":0,"d":"0.00"},0,{"v":287.1,"d":"287.10"},1.86,76,98257,{"$f":"'Phoenix TMY 3'!$D$5","v":2019},"12","05","14","12/05/2019 14:00","2019-12-05T07:00:00",52.106]
["20121205:1500",14.05,59.22,17,{"v":0,"d":"0.00"},17,293.27,1.63,72,98279,{"$f":"'Phoenix TMY 3'!$D$5","v":2019},"12","05","15","12/05/2019 15:00","2019-12-05T08:00:00",57.290000000000006]
["20121205:1800",{"v":21.4,"d":"21.40"},34.65,489,731.65,111,{"v":308.4,"d":"308.40"},{"v":1.2,"d":"1.20"},62,98231,{"$f":"'Phoenix TMY 3'!$D$5","v":2019},"12","05","18","12/05/2019 18:00","2019-12-05T11:00:00",70.52]
["20121205:2200",24.06,30.72,371,802.93,66,308.67,1.61,45,97981,{"$f":"'Phoenix TMY 3'!$D$5","v":2019},"12","05","22","12/05/2019 22:00","2019-12-05T15:00:00",75.30799999999999]
["20121206:0100",20.43,37.83,0,{"v":0,"d":"0.00"},0,{"v":299.9,"d":"299.90"},{"v":2.2,"d":"2.20"},39,97956,{"$f":"'Phoenix TMY 3'!$D$5","v":2019},"12","06","01","12/06/2019 01:00","2019-12-05T18:00:00",68.774]
["20121206:0600",15.27,51.04,0,{"v":0,"d":"0.00"},0,294.65,1.98,63,97965,{"$f":"'Phoenix TMY 3'!$D$5","v":2019},"12","06","06","12/06/2019 06:00","2019-12-05T23:00:00",59.486000000000004]
["20121206:0900",13.46,55.04,0,{"v":0,"d":"0.00"},0,291.12,1.83,72,97898,{"$f":"'Phoenix TMY 3'!$D$5","v":2019},"12","06","09","12/06/2019 09:00","2019-12-06T02:00:00",56.228]
["20121206:1200",11.62,57.02,0,{"v":0,"d":"0.00"},0,285.62,1.59,79,97860,{"$f":"'Phoenix TMY 3'!$D$5","v":2019},"12","06","12","12/06/2019 12:00","2019-12-06T05:00:00",52.916]
["20121206:1300",11.02,56.74,0,{"v":0,"d":"0.00"},0,284.18,1.88,81,97866,{"$f":"'Phoenix TMY 3'!$D$5","v":2019},"12","06","13","12/06/2019 13:00","2019-12-06T06:00:00",51.836]
["20121206:1600",17.07,36.43,180,241.19,111,292.35,1.62,88,97866,{"$f":"'Phoenix TMY 3'!$D$5","v":2019},"12","06","16","12/06/2019 16:00","2019-12-06T09:00:00",62.726]
["20121206:1900",23.92,22.48,595,925.36,79,307.45,1.04,130,97664,{"$f":"'Phoenix TMY 3'!$D$5","v":2019},"12","06","19","12/06/2019 19:00","2019-12-06T12:00:00",75.05600000000001]
["20121206:2300",{"v":24.3,"d":"24.30"},25.43,206,672.61,51,{"v":306.1,"d":"306.10"},1.28,284,97431,{"$f":"'Phoenix TMY 3'!$D$5","v":2019},"12","06","23","12/06/2019 23:00","2019-12-06T16:00:00",75.74000000000001]
["20121207:0300",18.26,34.98,0,{"v":0,"d":"0.00"},0,294.08,1.49,343,97392,{"$f":"'Phoenix TMY 3'!$D$5","v":2019},"12","07","03","12/07/2019 03:00","2019-12-06T20:00:00",64.868]
["20121207:0600",16.58,41.27,0,{"v":0,"d":"0.00"},0,288.12,0.94,49,97354,{"$f":"'Phoenix TMY 3'!$D$5","v":2019},"12","07","06","12/07/2019 06:00","2019-12-06T23:00:00",61.843999999999994]
["20121207:1000",13.29,46.35,0,{"v":0,"d":"0.00"},0,283.18,1.92,114,97271,{"$f":"'Phoenix TMY 3'!$D$5","v":2019},"12","07","10","12/07/2019 10:00","2019-12-07T03:00:00",55.922]
["20121207:1300",11.07,52.74,0,{"v":0,"d":"0.00"},0,281.15,1.89,116,97267,{"$f":"'Phoenix TMY 3'!$D$5","v":2019},"12","07","13","12/07/2019 13:00","2019-12-07T06:00:00",51.926]
["20121207:1400",10.31,55.42,0,{"v":0,"d":"0.00"},0,{"v":280.6,"d":"280.60"},1.85,116,97277,{"$f":"'Phoenix TMY 3'!$D$5","v":2019},"12","07","14","12/07/2019 14:00","2019-12-07T07:00:00",50.558]
["20121207:1700",19.55,31.79,276,228.89,180,{"v":295.4,"d":"295.40"},{"v":1.2,"d":"1.20"},189,97306,{"$f":"'Phoenix TMY 3'!$D$5","v":2019},"12","07","17","12/07/2019 17:00","2019-12-07T10:00:00",67.19]
["20121207:2000",23.58,27.91,482,559.39,176,302.85,1.71,238,97047,{"$f":"'Phoenix TMY 3'!$D$5","v":2019},"12","07","20","12/07/2019 20:00","2019-12-07T13:00:00",74.44399999999999]
["20121208:0000",21.13,34.18,13,{"v":0,"d":"0.00"},13,297.23,1.73,267,96966,{"$f":"'Phoenix TMY 3'!$D$5","v":2019},"12","08","00","12/08/2019 00:00","2019-12-07T17:00:00",70.03399999999999]
["20121208:0400",16.78,45.84,0,{"v":0,"d":"0.00"},0,{"v":294.7,"d":"294.70"},1.63,283,97082,{"$f":"'Phoenix TMY 3'!$D$5","v":2019},"12","08","04","12/08/2019 04:00","2019-12-07T21:00:00",62.20400000000001]
["20121208:0800",14.26,56.06,0,{"v":0,"d":"0.00"},0,{"v":291.3,"d":"291.30"},0.98,128,97133,{"$f":"'Phoenix TMY 3'!$D$5","v":2019},"12","08","08","12/08/2019 08:00",{"$f":"(DATEVALUE(O8210)+TIMEVALUE(O8210))+($P$16/24)","v":"2019-12-08T01:00:00"},57.668]
["20121208:1100",12.05,61.54,0,{"v":0,"d":"0.00"},0,287.95,0.97,122,97162,{"$f":"'Phoenix TMY 3'!$D$5","v":2019},"12","08","11","12/08/2019 11:00","2019-12-08T04:00:00",53.69]
["20121208:1400",9.61,68.07,0,{"v":0,"d":"0.00"},0,281.65,1.86,116,97248,{"$f":"'Phoenix TMY 3'!$D$5","v":2019},"12","08","14","12/08/2019 14:00","2019-12-08T07:00:00",49.298]
["20121208:1500",12.49,57.04,85,{"v":484.7,"d":"484.70"},31,286.07,1.48,135,97277,{"$f":"'Phoenix TMY 3'!$D$5","v":2019},"12","08","15","12/08/2019 15:00","2019-12-08T08:00:00",54.482]
["20121208:1800",19.67,32.89,535,905.45,73,{"v":297.4,"d":"297.40"},0.97,204,97264,{"$f":"'Phoenix TMY 3'!$D$5","v":2019},"12","08","18","12/08/2019 18:00","2019-12-08T11:00:00",67.406]
["20121208:2100",22.36,29.17,504,891.68,71,{"v":299.9,"d":"299.90"},1.37,272,97101,{"$f":"'Phoenix TMY 3'!$D$5","v":2019},"12","08","21","12/08/2019 21:00","2019-12-08T14:00:00",72.24799999999999]
["20121209:0200",{"v":17.9,"d":"17.90"},32.64,0,{"v":0,"d":"0.00"},0,{"v":284.6,"d":"284.60"},0.55,268,97133,{"$f":"'Phoenix TMY 3'!$D$5","v":2019},"12","09","02","12/09/2019 02:00","2019-12-08T19:00:00",64.22]
["20121209:0500",15.83,39.06,0,{"v":0,"d":"0.00"},0,281.25,{"v":1.1,"d":"1.10"},175,97219,{"$f":"'Phoenix TMY 3'!$D$5","v":2019},"12","09","05","12/09/2019 05:00","2019-12-08T22:00:00",60.494]
["20121209:0900",11.94,47.92,0,{"v":0,"d":"0.00"},0,276.97,{"v":1.8,"d":"1.80"},135,97229,{"$f":"'Phoenix TMY 3'!$D$5","v":2019},"12","09","09","12/09/2019 09:00","2019-12-09T02:00:00",53.492000000000004]
["20121209:1200",9.67,53.64,0,{"v":0,"d":"0.00"},0,271.98,1.38,125,97277,{"$f":"'Phoenix TMY 3'!$D$5","v":2019},"12","09","12","12/09/2019 12:00","2019-12-09T05:00:00",49.406]
["20121209:1500",11.11,47.15,84,486.44,31,{"v":271.7,"d":"271.70"},1.78,144,97354,{"$f":"'Phoenix TMY 3'!$D$5","v":2019},"12","09","15","12/09/2019 15:00","2019-12-09T08:00:00",51.998000000000005]
["20121209:1600",14.18,37.67,266,760.64,54,276.25,1.63,166,97373,{"$f":"'Phoenix TMY 3'!$D$5","v":2019},"12","09","16","12/09/2019 16:00","2019-12-09T09:00:00",57.524]
["20121209:2200",20.79,19.41,384,850.34,63,277.37,1.41,267,97133,{"$f":"'Phoenix TMY 3'!$D$5","v":2019},"12","09","22","12/09/2019 22:00","2019-12-09T15:00:00",69.422]
["20121209:2300",20.44,19.28,211,704.54,49,{"v":274.2,"d":"274.20"},1.31,272,97114,{"$f":"'Phoenix TMY 3'!$D$5","v":2019},"12","09","23","12/09/2019 23:00","2019-12-09T16:00:00",68.792]
["20121210:0300",16.65,26.83,0,{"v":0,"d":"0.00"},0,270.02,1.43,241,97235,{"$f":"'Phoenix TMY 3'!$D$5","v":2019},"12","10","03","12/10/2019 03:00","2019-12-09T20:00:00",61.97]
["20121210:0600",{"v":14.6,"d":"14.60"},31.64,0,{"v":0,"d":"0.00"},0,269.32,0.46,161,97319,{"$f":"'Phoenix TMY 3'!$D$5","v":2019},"12","10","06","12/10/2019 06:00","2019-12-09T23:00:00",58.28]
["20121210:1000",10.67,36.99,0,{"v":0,"d":"0.00"},0,264.75,0.95,142,97383,{"$f":"'Phoenix TMY 3'!$D$5","v":2019},"12","10","10","12/10/2019 10:00","2019-12-10T03:00:00",51.206]
["20121210:1300",8.02,41.45,0,{"v":0,"d":"0.00"},0,259.33,1.57,137,97453,{"$f":"'Phoenix TMY 3'!$D$5","v":2019},"12","10","13","12/10/2019 13:00","2019-12-10T06:00:00",46.436]
["20121210:1600",13.42,27.86,264,759.74,54,265.65,1.08,205,97562,{"$f":"'Phoenix TMY 3'!$D$5","v":2019},"12","10","16","12/10/2019 16:00","2019-12-10T09:00:00",56.156]
["20121210:1900",19.55,15.89,596,943.79,76,{"v":270.6,"d":"270.60"},1.95,262,97450,{"$f":"'Phoenix TMY 3'!$D$5","v":2019},"12","10","19","12/10/2019 19:00","2019-12-10T12:00:00",67.19]
["20121210:2100",20.79,14.24,511,{"v":909,"d":"909.00"},71,269.42,2.54,278,97386,{"$f":"'Phoenix TMY 3'!$D$5","v":2019},"12","10","21","12/10/2019 21:00","2019-12-10T14:00:00",69.422]
["20121211:0100",16.72,18.65,0,{"v":0,"d":"0.00"},0,264.45,3.03,316,97636,{"$f":"'Phoenix TMY 3'!$D$5","v":2019},{"$f":"MID(A8275,5,2)","v":"12"},{"$f":"MID(A8275,7,2)","v":"11"},{"$f":"MID(A8275,10,2)","v":"01"},{"$f":"L8275&\"/\"&M8275&\"/\"&K8275&\" \"&N8275&\":00\"","v":"12/11/2019 01:00"},"2019-12-10T18:00:00",{"$f":"((9/5)*B8275)+32","v":62.096000000000004}]
["20121211:0400",13.59,20.04,0,{"v":0,"d":"0.00"},0,260.43,4.65,19,97940,{"$f":"'Phoenix TMY 3'!$D$5","v":2019},"12","11","04","12/11/2019 04:00","2019-12-10T21:00:00",56.462]
["20121211:0700",11.13,20.69,0,{"v":0,"d":"0.00"},0,253.12,3.79,48,98158,{"$f":"'Phoenix TMY 3'!$D$5","v":2019},"12","11","07","12/11/2019 07:00","2019-12-11",52.034000000000006]
["20121211:1100",{"v":7.8,"d":"7.80"},23.27,0,{"v":0,"d":"0.00"},0,243.65,{"v":2.9,"d":"2.90"},49,98305,{"$f":"'Phoenix TMY 3'!$D$5","v":2019},"12","11","11","12/11/2019 11:00","2019-12-11T04:00:00",46.04]
["20121211:1200",7.25,24.12,0,{"v":0,"d":"0.00"},0,243.63,2.89,50,98273,{"$f":"'Phoenix TMY 3'!$D$5","v":2019},"12","11","12","12/11/2019 12:00","2019-12-11T05:00:00",45.05]
["20121211:1600",10.17,17.92,265,769.55,54,249.57,{"v":1.6,"d":"1.60"},53,98158,{"$f":"'Phoenix TMY 3'!$D$5","v":2019},"12","11","16","12/11/2019 16:00","2019-12-11T09:00:00",50.306]
["20121211:1700",12.17,13.98,429,883.71,66,252.55,0.95,53,98132,{"$f":"'Phoenix TMY 3'!$D$5","v":2019},"12","11","17","12/11/2019 17:00","2019-12-11T10:00:00",53.906]
["20121211:1800",13.65,13.09,546,{"v":937.2,"d":"937.20"},73,{"v":253.2,"d":"253.20"},1.31,46,98013,{"$f":"'Phoenix TMY 3'!$D$5","v":2019},"12","11","18","12/11/2019 18:00","2019-12-11T11:00:00",56.57]
["20121211:1900",15.13,12.19,604,960.76,76,253.85,1.67,39,97895,{"$f":"'Phoenix TMY 3'!$D$5","v":2019},"12","11","19","12/11/2019 19:00","2019-12-11T12:00:00",59.234]
["20121211:2000",16.61,{"v":11.3,"d":"11.30"},596,958.86,76,{"v":254.5,"d":"254.50"},2.03,31,97777,{"$f":"'Phoenix TMY 3'!$D$5","v":2019},"12","11","20","12/11/2019 20:00","2019-12-11T13:00:00",61.897999999999996]
["20121211:2100",16.61,12.46,522,930.83,72,{"v":252.2,"d":"252.20"},2.03,20,97722,{"$f":"'Phoenix TMY 3'!$D$5","v":2019},"12","11","21","12/11/2019 21:00","2019-12-11T14:00:00",61.897999999999996]
["20121211:2200",{"v":16.6,"d":"16.60"},13.61,390,864.83,64,{"v":249.9,"d":"249.90"},2.03,8,97668,{"$f":"'Phoenix TMY 3'!$D$5","v":2019},"12","11","22","12/11/2019 22:00","2019-12-11T15:00:00",61.88]
["20121211:2300",{"v":16.6,"d":"16.60"},14.77,215,721.39,49,{"v":247.6,"d":"247.60"},2.03,356,97613,{"$f":"'Phoenix TMY 3'!$D$5","v":2019},"12","11","23","12/11/2019 23:00","2019-12-11T16:00:00",61.88]
["20121212:0000",{"v":15.1,"d":"15.10"},17.53,37,318.04,20,{"v":247.8,"d":"247.80"},1.64,351,97616,{"$f":"'Phoenix TMY 3'!$D$5","v":2019},"12","12","00","12/12/2019 00:00","2019-12-11T17:00:00",59.18]
["20121212:0100",{"v":13.6,"d":"13.60"},{"v":20.3,"d":"20.30"},0,{"v":0,"d":"0.00"},0,{"v":248,"d":"248.00"},1.26,346,97620,{"$f":"'Phoenix TMY 3'!$D$5","v":2019},"12","12","01","12/12/2019 01:00","2019-12-11T18:00:00",56.480000000000004]
["20121212:0200",12.09,23.06,0,{"v":0,"d":"0.00"},0,{"v":248.2,"d":"248.20"},0.87,341,97623,{"$f":"'Phoenix TMY 3'!$D$5","v":2019},"12","12","02","12/12/2019 02:00","2019-12-11T19:00:00",53.762]
["20121212:0300",11.22,25.05,0,{"v":0,"d":"0.00"},0,248.12,1.14,359,97642,{"$f":"'Phoenix TMY 3'!$D$5","v":2019},"12","12","03","12/12/2019 03:00","2019-12-11T20:00:00",52.196]
["20121212:0400",10.34,27.04,0,{"v":0,"d":"0.00"},0,248.03,{"v":1.4,"d":"1.40"},17,97661,{"$f":"'Phoenix TMY 3'!$D$5","v":2019},"12","12","04","12/12/2019 04:00","2019-12-11T21:00:00",50.612]
["20121212:0500",9.47,29.03,0,{"v":0,"d":"0.00"},0,247.95,1.67,35,97680,{"$f":"'Phoenix TMY 3'!$D$5","v":2019},"12","12","05","12/12/2019 05:00","2019-12-11T22:00:00",49.04600000000001]
["20121212:0600",{"v":8.7,"d":"8.70"},30.65,0,{"v":0,"d":"0.00"},0,247.53,1.58,44,97690,{"$f":"'Phoenix TMY 3'!$D$5","v":2019},"12","12","06","12/12/2019 06:00","2019-12-11T23:00:00",47.66]
["20121212:0700",7.93,32.28,0,{"v":0,"d":"0.00"},0,247.12,1.49,52,97700,{"$f":"'Phoenix TMY 3'!$D$5","v":2019},"12","12","07","12/12/2019 07:00","2019-12-12",46.274]
["20121212:0800",7.16,{"v":33.9,"d":"33.90"},0,{"v":0,"d":"0.00"},0,{"v":246.7,"d":"246.70"},1.39,60,97709,{"$f":"'Phoenix TMY 3'!$D$5","v":2019},"12","12","08","12/12/2019 08:00","2019-12-12T01:00:00",44.888]
["20121212:0900",6.64,{"v":35.3,"d":"35.30"},0,{"v":0,"d":"0.00"},0,246.18,1.64,62,97719,{"$f":"'Phoenix TMY 3'!$D$5","v":2019},"12","12","09","12/12/2019 09:00","2019-12-12T02:00:00",43.952]
["20121212:1000",6.11,{"v":36.7,"d":"36.70"},0,{"v":0,"d":"0.00"},0,245.67,1.89,64,97729,{"$f":"'Phoenix TMY 3'!$D$5","v":2019},"12","12","10","12/12/2019 10:00","2019-12-12T03:00:00",42.998000000000005]
["20121212:1100",5.59,{"v":38.1,"d":"38.10"},0,{"v":0,"d":"0.00"},0,245.15,2.14,65,97738,{"$f":"'Phoenix TMY 3'!$D$5","v":2019},"12","12","11","12/12/2019 11:00","2019-12-12T04:00:00",42.062]
["20121212:1200",4.71,40.98,0,{"v":0,"d":"0.00"},0,243.37,2.05,69,97767,{"$f":"'Phoenix TMY 3'!$D$5","v":2019},"12","12","12","12/12/2019 12:00","2019-12-12T05:00:00",40.478]
["20121212:1300",3.82,43.87,0,{"v":0,"d":"0.00"},0,241.58,1.96,72,97796,{"$f":"'Phoenix TMY 3'!$D$5","v":2019},"12","12","13","12/12/2019 13:00","2019-12-12T06:00:00",38.876]
["20121212:1400",2.94,46.75,0,{"v":0,"d":"0.00"},0,{"v":239.8,"d":"239.80"},1.88,76,97825,{"$f":"'Phoenix TMY 3'!$D$5","v":2019},"12","12","14","12/12/2019 14:00","2019-12-12T07:00:00",37.292]
["20121212:1500",6.32,39.35,80,{"v":490.2,"d":"490.20"},30,244.27,1.69,74,97837,{"$f":"'Phoenix TMY 3'!$D$5","v":2019},"12","12","15","12/12/2019 15:00","2019-12-12T08:00:00",43.376000000000005]
["20121212:1600",9.71,31.94,263,768.26,54,248.73,{"v":1.5,"d":"1.50"},72,97850,{"$f":"'Phoenix TMY 3'!$D$5","v":2019},"12","12","16","12/12/2019 16:00","2019-12-12T09:00:00",49.478]
["20121212:1700",13.09,24.54,427,883.01,66,{"v":253.2,"d":"253.20"},1.31,70,97863,{"$f":"'Phoenix TMY 3'!$D$5","v":2019},"12","12","17","12/12/2019 17:00","2019-12-12T10:00:00",55.562]
["20121212:1800",14.95,22.13,543,934.31,73,254.85,1.32,72,97770,{"$f":"'Phoenix TMY 3'!$D$5","v":2019},"12","12","18","12/12/2019 18:00","2019-12-12T11:00:00",58.91]
["20121212:1900",16.81,19.73,600,955.75,76,{"v":256.5,"d":"256.50"},1.34,75,97677,{"$f":"'Phoenix TMY 3'!$D$5","v":2019},"12","12","19","12/12/2019 19:00","2019-12-12T12:00:00",62.257999999999996]
["20121212:2000",18.67,17.32,591,953.08,75,258.15,1.35,77,97584,{"$f":"'Phoenix TMY 3'!$D$5","v":2019},"12","12","20","12/12/2019 20:00","2019-12-12T13:00:00",65.606]
["20121212:2100",{"v":18.3,"d":"18.30"},18.42,407,503.17,164,256.92,1.29,78,97568,{"$f":"'Phoenix TMY 3'!$D$5","v":2019},"12","12","21","12/12/2019 21:00","2019-12-12T14:00:00",64.94]
["20121212:2200",17.92,19.52,300,472.35,122,255.68,1.22,79,97552,{"$f":"'Phoenix TMY 3'!$D$5","v":2019},"12","12","22","12/12/2019 22:00","2019-12-12T15:00:00",64.256]
["20121212:2300",17.55,20.62,165,412.41,70,254.45,1.16,81,97536,{"$f":"'Phoenix TMY 3'!$D$5","v":2019},"12","12","23","12/12/2019 23:00","2019-12-12T16:00:00",63.59]
["20121213:0000",16.57,21.35,30,184.93,20,254.78,1.52,68,97543,{"$f":"'Phoenix TMY 3'!$D$5","v":2019},"12","13","00","12/13/2019 00:00","2019-12-12T17:00:00",61.826]
["20121213:0100",15.59,22.08,0,{"v":0,"d":"0.00"},0,255.12,1.88,55,97549,{"$f":"'Phoenix TMY 3'!$D$5","v":2019},"12","13","01","12/13/2019 01:00","2019-12-12T18:00:00",60.062]
["20121213:0200",{"v":14.6,"d":"14.60"},22.81,0,{"v":0,"d":"0.00"},0,255.45,2.23,42,97556,{"$f":"'Phoenix TMY 3'!$D$5","v":2019},"12","13","02","12/13/2019 02:00","2019-12-12T19:00:00",58.28]
["20121213:0300",12.85,26.51,0,{"v":0,"d":"0.00"},0,255.58,2.03,55,97568,{"$f":"'Phoenix TMY 3'!$D$5","v":2019},"12","13","03","12/13/2019 03:00","2019-12-12T20:00:00",55.129999999999995]
["20121213:0400",11.11,30.22,0,{"v":0,"d":"0.00"},0,255.72,1.82,67,97581,{"$f":"'Phoenix TMY 3'!$D$5","v":2019},"12","13","04","12/13/2019 04:00","2019-12-12T21:00:00",51.998000000000005]
["20121213:0500",9.36,33.92,0,{"v":0,"d":"0.00"},0,255.85,1.61,79,97594,{"$f":"'Phoenix TMY 3'!$D$5","v":2019},"12","13","05","12/13/2019 05:00","2019-12-12T22:00:00",48.848]
["20121213:0600",8.47,34.94,0,{"v":0,"d":"0.00"},0,{"v":254.7,"d":"254.70"},{"v":1.8,"d":"1.80"},82,97572,{"$f":"'Phoenix TMY 3'!$D$5","v":2019},"12","13","06","12/13/2019 06:00","2019-12-12T23:00:00",47.246]
["20121213:0700",7.58,35.95,0,{"v":0,"d":"0.00"},0,253.55,1.98,86,97549,{"$f":"'Phoenix TMY 3'!$D$5","v":2019},"12","13","07","12/13/2019 07:00","2019-12-13",45.644]
["20121213:0800",{"v":6.7,"d":"6.70"},36.97,0,{"v":0,"d":"0.00"},0,{"v":252.4,"d":"252.40"},2.17,89,97527,{"$f":"'Phoenix TMY 3'!$D$5","v":2019},"12","13","08","12/13/2019 08:00","2019-12-13T01:00:00",44.06]
["20121213:0900",6.42,36.77,0,{"v":0,"d":"0.00"},0,251.38,2.29,92,97508,{"$f":"'Phoenix TMY 3'!$D$5","v":2019},"12","13","09","12/13/2019 09:00","2019-12-13T02:00:00",43.556]
["20121213:1000",6.14,36.56,0,{"v":0,"d":"0.00"},0,250.37,2.42,95,97488,{"$f":"'Phoenix TMY 3'!$D$5","v":2019},"12","13","10","12/13/2019 10:00","2019-12-13T03:00:00",43.052]
["20121213:1100",5.86,36.36,0,{"v":0,"d":"0.00"},0,249.35,2.55,98,97469,{"$f":"'Phoenix TMY 3'!$D$5","v":2019},"12","13","11","12/13/2019 11:00","2019-12-13T04:00:00",42.548]
["20121213:1200",5.79,35.43,0,{"v":0,"d":"0.00"},0,249.03,{"v":2.5,"d":"2.50"},101,97498,{"$f":"'Phoenix TMY 3'!$D$5","v":2019},"12","13","12","12/13/2019 12:00","2019-12-13T05:00:00",42.422]
["20121213:1300",5.71,34.49,0,{"v":0,"d":"0.00"},0,248.72,2.45,105,97527,{"$f":"'Phoenix TMY 3'!$D$5","v":2019},"12","13","13","12/13/2019 13:00","2019-12-13T06:00:00",42.278]
["20121213:1400",5.64,33.56,0,{"v":0,"d":"0.00"},0,{"v":248.4,"d":"248.40"},{"v":2.4,"d":"2.40"},109,97556,{"$f":"'Phoenix TMY 3'!$D$5","v":2019},"12","13","14","12/13/2019 14:00","2019-12-13T07:00:00",42.152]
["20121213:1500",9.13,27.42,79,490.87,30,253.07,2.41,119,97562,{"$f":"'Phoenix TMY 3'!$D$5","v":2019},"12","13","15","12/13/2019 15:00","2019-12-13T08:00:00",48.434]
["20121213:1600",12.63,21.27,263,774.13,54,257.73,2.43,129,97568,{"$f":"'Phoenix TMY 3'!$D$5","v":2019},"12","13","16","12/13/2019 16:00",{"$f":"(DATEVALUE(O8338)+TIMEVALUE(O8338))+($P$16/24)","v":"2019-12-13T09:00:00"},54.734]
["20121213:1700",16.12,15.13,345,552.85,120,{"v":262.4,"d":"262.40"},2.44,138,97575,{"$f":"'Phoenix TMY 3'!$D$5","v":2019},{"$f":"MID(A8339,5,2)","v":"12"},{"$f":"MID(A8339,7,2)","v":"13"},{"$f":"MID(A8339,10,2)","v":"17"},{"$f":"L8339&\"/\"&M8339&\"/\"&K8339&\" \"&N8339&\":00\"","v":"12/13/2019 17:00"},"2019-12-13T10:00:00",{"$f":"((9/5)*B8339)+32","v":61.016000000000005}]
["20121213:1800",17.85,14.45,442,584.26,149,264.33,2.58,154,97482,{"$f":"'Phoenix TMY 3'!$D$5","v":2019},"12","13","18","12/13/2019 18:00","2019-12-13T11:00:00",64.13]
["20121213:1900",19.58,13.76,499,632.46,153,266.27,2.72,169,97389,{"$f":"'Phoenix TMY 3'!$D$5","v":2019},"12","13","19","12/13/2019 19:00","2019-12-13T12:00:00",67.244]
["20121213:2000",21.31,13.08,594,960.04,75,{"v":268.2,"d":"268.20"},2.86,184,97296,{"$f":"'Phoenix TMY 3'!$D$5","v":2019},"12","13","20","12/13/2019 20:00","2019-12-13T13:00:00",70.358]
["20121213:2100",20.81,15.16,521,932.56,71,267.18,2.11,188,97251,{"$f":"'Phoenix TMY 3'!$D$5","v":2019},"12","13","21","12/13/2019 21:00","2019-12-13T14:00:00",69.458]
["20121213:2200",{"v":20.3,"d":"20.30"},17.24,390,867.75,63,266.17,1.36,192,97207,{"$f":"'Phoenix TMY 3'!$D$5","v":2019},"12","13","22","12/13/2019 22:00","2019-12-13T15:00:00",68.53999999999999]
["20121213:2300",{"v":19.8,"d":"19.80"},19.32,216,{"v":723.9,"d":"723.90"},49,265.15,0.61,196,97162,{"$f":"'Phoenix TMY 3'!$D$5","v":2019},"12","13","23","12/13/2019 23:00","2019-12-13T16:00:00",67.64]
["20121214:0000",17.88,20.29,38,328.53,20,265.22,{"v":1.2,"d":"1.20"},171,97175,{"$f":"'Phoenix TMY 3'!$D$5","v":2019},"12","14","00","12/14/2019 00:00","2019-12-13T17:00:00",64.184]
["20121214:0100",15.96,21.25,0,{"v":0,"d":"0.00"},0,265.28,1.78,146,97187,{"$f":"'Phoenix TMY 3'!$D$5","v":2019},"12","14","01","12/14/2019 01:00","2019-12-13T18:00:00",60.728]
["20121214:0200",14.03,22.22,0,{"v":0,"d":"0.00"},0,265.35,2.37,121,97200,{"$f":"'Phoenix TMY 3'!$D$5","v":2019},"12","14","02","12/14/2019 02:00","2019-12-13T19:00:00",57.254]
["20121214:0300",13.39,24.09,0,{"v":0,"d":"0.00"},0,{"v":266.9,"d":"266.90"},2.46,135,97207,{"$f":"'Phoenix TMY 3'!$D$5","v":2019},"12","14","03","12/14/2019 03:00","2019-12-13T20:00:00",56.102000000000004]
["20121214:0400",12.75,25.96,0,{"v":0,"d":"0.00"},0,268.45,2.54,148,97213,{"$f":"'Phoenix TMY 3'!$D$5","v":2019},"12","14","04","12/14/2019 04:00","2019-12-13T21:00:00",54.95]
["20121214:0500",12.11,27.83,0,{"v":0,"d":"0.00"},0,{"v":270,"d":"270.00"},2.62,161,97219,{"$f":"'Phoenix TMY 3'!$D$5","v":2019},"12","14","05","12/14/2019 05:00","2019-12-13T22:00:00",53.798]
["20121214:0600",11.83,34.39,0,{"v":0,"d":"0.00"},0,270.37,2.81,160,97229,{"$f":"'Phoenix TMY 3'!$D$5","v":2019},"12","14","06","12/14/2019 06:00","2019-12-13T23:00:00",53.294]
["20121214:0700",11.55,40.95,0,{"v":0,"d":"0.00"},0,270.73,3.01,160,97239,{"$f":"'Phoenix TMY 3'!$D$5","v":2019},"12","14","07","12/14/2019 07:00","2019-12-14",52.790000000000006]
["20121214:0800",11.27,47.51,0,{"v":0,"d":"0.00"},0,{"v":271.1,"d":"271.10"},{"v":3.2,"d":"3.20"},159,97248,{"$f":"'Phoenix TMY 3'!$D$5","v":2019},"12","14","08","12/14/2019 08:00","2019-12-14T01:00:00",52.286]
["20121214:0900",11.04,55.87,0,{"v":0,"d":"0.00"},0,270.27,3.12,155,97255,{"$f":"'Phoenix TMY 3'!$D$5","v":2019},"12","14","09","12/14/2019 09:00","2019-12-14T02:00:00",51.872]
["20121214:1000",{"v":10.8,"d":"10.80"},64.22,0,{"v":0,"d":"0.00"},0,269.43,3.03,150,97261,{"$f":"'Phoenix TMY 3'!$D$5","v":2019},"12","14","10","12/14/2019 10:00","2019-12-14T03:00:00",51.44]
["20121214:1100",10.57,72.58,0,{"v":0,"d":"0.00"},0,{"v":268.6,"d":"268.60"},2.95,146,97267,{"$f":"'Phoenix TMY 3'!$D$5","v":2019},"12","14","11","12/14/2019 11:00","2019-12-14T04:00:00",51.025999999999996]
["20121214:1200",10.49,69.73,0,{"v":0,"d":"0.00"},0,269.83,2.87,143,97264,{"$f":"'Phoenix TMY 3'!$D$5","v":2019},"12","14","12","12/14/2019 12:00","2019-12-14T05:00:00",50.882000000000005]
["20121214:1300",10.41,66.87,0,{"v":0,"d":"0.00"},0,271.07,2.79,139,97261,{"$f":"'Phoenix TMY 3'!$D$5","v":2019},"12","14","13","12/14/2019 13:00","2019-12-14T06:00:00",50.738]
["20121214:1400",10.33,64.02,0,{"v":0,"d":"0.00"},0,{"v":272.3,"d":"272.30"},{"v":2.7,"d":"2.70"},136,97258,{"$f":"'Phoenix TMY 3'!$D$5","v":2019},"12","14","14","12/14/2019 14:00","2019-12-14T07:00:00",50.594]
["20121214:1500",12.37,60.69,72,440.03,29,{"v":277,"d":"277.00"},{"v":3,"d":"3.00"},147,97264,{"$f":"'Phoenix TMY 3'!$D$5","v":2019},"12","14","15","12/14/2019 15:00","2019-12-14T08:00:00",54.266]
["20121214:1600",{"v":14.4,"d":"14.40"},57.37,247,{"v":727.6,"d":"727.60"},52,{"v":281.7,"d":"281.70"},{"v":3.3,"d":"3.30"},159,97271,{"$f":"'Phoenix TMY 3'!$D$5","v":2019},"12","14","16","12/14/2019 16:00","2019-12-14T09:00:00",57.92]
["20121214:1700",16.44,54.04,297,343.02,158,{"v":286.4,"d":"286.40"},{"v":3.6,"d":"3.60"},170,97277,{"$f":"'Phoenix TMY 3'!$D$5","v":2019},"12","14","17","12/14/2019 17:00","2019-12-14T10:00:00",61.592]
["20121214:1800",16.93,53.08,387,365.97,204,297.65,4.34,178,97203,{"$f":"'Phoenix TMY 3'!$D$5","v":2019},"12","14","18","12/14/2019 18:00","2019-12-14T11:00:00",62.474000000000004]
["20121214:1900",17.42,52.12,385,247.26,250,{"v":308.9,"d":"308.90"},5.09,187,97130,{"$f":"'Phoenix TMY 3'!$D$5","v":2019},"12","14","19","12/14/2019 19:00","2019-12-14T12:00:00",63.35600000000001]
["20121214:2000",{"v":17.9,"d":"17.90"},51.16,218,22.23,206,320.15,5.83,195,97056,{"$f":"'Phoenix TMY 3'!$D$5","v":2019},"12","14","20","12/14/2019 20:00","2019-12-14T13:00:00",64.22]
["20121214:2100",{"v":17.3,"d":"17.30"},55.68,209,33.18,193,321.98,{"v":4.9,"d":"4.90"},198,97031,{"$f":"'Phoenix TMY 3'!$D$5","v":2019},"12","14","21","12/14/2019 21:00","2019-12-14T14:00:00",63.14]
["20121214:2200",{"v":16.7,"d":"16.70"},{"v":60.2,"d":"60.20"},156,26.53,146,323.82,3.96,202,97005,{"$f":"'Phoenix TMY 3'!$D$5","v":2019},"12","14","22","12/14/2019 22:00","2019-12-14T15:00:00",62.06]
["20121214:2300",{"v":16.1,"d":"16.10"},64.72,6,{"v":0,"d":"0.00"},6,325.65,3.02,205,96979,{"$f":"'Phoenix TMY 3'!$D$5","v":2019},"12","14","23","12/14/2019 23:00","2019-12-14T16:00:00",60.980000000000004]
["20121215:0000",15.69,70.78,1,{"v":0,"d":"0.00"},1,330.28,2.77,192,96922,{"$f":"'Phoenix TMY 3'!$D$5","v":2019},"12","15","00","12/15/2019 00:00","2019-12-14T17:00:00",60.242000000000004]
["20121215:0100",15.28,76.83,0,{"v":0,"d":"0.00"},0,334.92,2.51,180,96864,{"$f":"'Phoenix TMY 3'!$D$5","v":2019},"12","15","01","12/15/2019 01:00","2019-12-14T18:00:00",59.504]
["20121215:0200",14.87,82.89,0,{"v":0,"d":"0.00"},0,339.55,2.26,167,96806,{"$f":"'Phoenix TMY 3'!$D$5","v":2019},"12","15","02","12/15/2019 02:00","2019-12-14T19:00:00",58.766]
["20121215:0300",14.31,88.59,0,{"v":0,"d":"0.00"},0,{"v":348.2,"d":"348.20"},2.65,168,96749,{"$f":"'Phoenix TMY 3'!$D$5","v":2019},"12","15","03","12/15/2019 03:00","2019-12-14T20:00:00",57.758]
["20121215:0400",13.75,{"v":94.3,"d":"94.30"},0,{"v":0,"d":"0.00"},0,356.85,3.03,170,96691,{"$f":"'Phoenix TMY 3'!$D$5","v":2019},"12","15","04","12/15/2019 04:00","2019-12-14T21:00:00",56.75]
["20121215:0500",13.19,{"v":100,"d":"100.00"},0,{"v":0,"d":"0.00"},0,{"v":365.5,"d":"365.50"},3.42,171,96633,{"$f":"'Phoenix TMY 3'!$D$5","v":2019},"12","15","05","12/15/2019 05:00","2019-12-14T22:00:00",55.742000000000004]
["20121215:0600",12.56,{"v":100,"d":"100.00"},0,{"v":0,"d":"0.00"},0,{"v":359.2,"d":"359.20"},{"v":3.2,"d":"3.20"},184,96569,{"$f":"'Phoenix TMY 3'!$D$5","v":2019},"12","15","06","12/15/2019 06:00","2019-12-14T23:00:00",54.608000000000004]
["20121215:0700",11.93,{"v":100,"d":"100.00"},0,{"v":0,"d":"0.00"},0,{"v":352.9,"d":"352.90"},2.98,196,96505,{"$f":"'Phoenix TMY 3'!$D$5","v":2019},"12","15","07","12/15/2019 07:00","2019-12-15",53.474000000000004]
["20121215:0800",{"v":11.3,"d":"11.30"},{"v":100,"d":"100.00"},0,{"v":0,"d":"0.00"},0,{"v":346.6,"d":"346.60"},2.76,209,96441,{"$f":"'Phoenix TMY 3'!$D$5","v":2019},"12","15","08","12/15/2019 08:00","2019-12-15T01:00:00",52.34]
["20121215:0900",{"v":10.5,"d":"10.50"},98.43,0,{"v":0,"d":"0.00"},0,{"v":347.8,"d":"347.80"},2.85,213,96499,{"$f":"'Phoenix TMY 3'!$D$5","v":2019},"12","15","09","12/15/2019 09:00","2019-12-15T02:00:00",50.900000000000006]
["20121215:1000",{"v":9.7,"d":"9.70"},96.87,0,{"v":0,"d":"0.00"},0,{"v":349,"d":"349.00"},2.93,218,96557,{"$f":"'Phoenix TMY 3'!$D$5","v":2019},"12","15","10","12/15/2019 10:00","2019-12-15T03:00:00",49.46]
["20121215:1100",{"v":8.9,"d":"8.90"},{"v":95.3,"d":"95.30"},0,{"v":0,"d":"0.00"},0,{"v":350.2,"d":"350.20"},3.02,222,96614,{"$f":"'Phoenix TMY 3'!$D$5","v":2019},"12","15","11","12/15/2019 11:00","2019-12-15T04:00:00",48.019999999999996]
["20121215:1200",8.49,94.06,0,{"v":0,"d":"0.00"},0,337.43,3.23,226,96742,{"$f":"'Phoenix TMY 3'!$D$5","v":2019},"12","15","12","12/15/2019 12:00","2019-12-15T05:00:00",47.282]
["20121215:1300",8.08,92.83,0,{"v":0,"d":"0.00"},0,324.67,3.43,231,96870,{"$f":"'Phoenix TMY 3'!$D$5","v":2019},"12","15","13","12/15/2019 13:00","2019-12-15T06:00:00",46.544]
["20121215:1400",7.67,91.59,0,{"v":0,"d":"0.00"},0,{"v":311.9,"d":"311.90"},3.64,235,96998,{"$f":"'Phoenix TMY 3'!$D$5","v":2019},"12","15","14","12/15/2019 14:00","2019-12-15T07:00:00",45.806]
["20121215:1500",8.42,86.69,71,449.35,28,303.92,4.13,233,97104,{"$f":"'Phoenix TMY 3'!$D$5","v":2019},"12","15","15","12/15/2019 15:00","2019-12-15T08:00:00",47.156]
["20121215:1600",9.17,81.79,176,296.87,97,295.93,4.62,231,97210,{"$f":"'Phoenix TMY 3'!$D$5","v":2019},"12","15","16","12/15/2019 16:00","2019-12-15T09:00:00",48.506]
["20121215:1700",9.92,76.89,409,852.39,65,287.95,{"v":5.1,"d":"5.10"},228,97315,{"$f":"'Phoenix TMY 3'!$D$5","v":2019},"12","15","17","12/15/2019 17:00","2019-12-15T10:00:00",49.856]
["20121215:1800",10.79,70.52,526,910.38,72,{"v":291.4,"d":"291.40"},5.33,228,97319,{"$f":"'Phoenix TMY 3'!$D$5","v":2019},"12","15","18","12/15/2019 18:00","2019-12-15T11:00:00",51.422]
["20121215:1900",11.66,64.14,77,{"v":0,"d":"0.00"},77,294.85,5.56,227,97322,{"$f":"'Phoenix TMY 3'!$D$5","v":2019},"12","15","19","12/15/2019 19:00","2019-12-15T12:00:00",52.988]
["20121215:2000",12.53,57.77,333,150.19,252,{"v":298.3,"d":"298.30"},5.79,227,97325,{"$f":"'Phoenix TMY 3'!$D$5","v":2019},"12","15","20","12/15/2019 20:00","2019-12-15T13:00:00",54.554]
["20121215:2100",12.43,59.81,233,56.01,206,302.55,4.23,222,97348,{"$f":"'Phoenix TMY 3'!$D$5","v":2019},"12","15","21","12/15/2019 21:00","2019-12-15T14:00:00",54.373999999999995]
["20121215:2200",12.33,61.84,378,835.21,63,{"v":306.8,"d":"306.80"},2.67,218,97370,{"$f":"'Phoenix TMY 3'!$D$5","v":2019},"12","15","22","12/15/2019 22:00","2019-12-15T15:00:00",54.194]
["20121215:2300",12.23,63.88,209,694.91,48,311.05,{"v":1.1,"d":"1.10"},214,97392,{"$f":"'Phoenix TMY 3'!$D$5","v":2019},"12","15","23","12/15/2019 23:00","2019-12-15T16:00:00",54.014]
["20121216:0000",12.05,69.84,37,300.89,20,309.23,1.49,203,97447,{"$f":"'Phoenix TMY 3'!$D$5","v":2019},"12","16","00","12/16/2019 00:00","2019-12-15T17:00:00",53.69]
["20121216:0100",11.87,75.79,0,{"v":0,"d":"0.00"},0,307.42,1.87,192,97501,{"$f":"'Phoenix TMY 3'!$D$5","v":2019},"12","16","01","12/16/2019 01:00","2019-12-15T18:00:00",53.366]
["20121216:0200",11.68,81.75,0,{"v":0,"d":"0.00"},0,{"v":305.6,"d":"305.60"},2.25,182,97556,{"$f":"'Phoenix TMY 3'!$D$5","v":2019},"12","16","02","12/16/2019 02:00","2019-12-15T19:00:00",53.024]
["20121216:0300",11.37,85.63,0,{"v":0,"d":"0.00"},0,308.13,{"v":2.5,"d":"2.50"},179,97568,{"$f":"'Phoenix TMY 3'!$D$5","v":2019},"12","16","03","12/16/2019 03:00","2019-12-15T20:00:00",52.465999999999994]
["20121216:0400",11.05,89.52,0,{"v":0,"d":"0.00"},0,310.67,2.75,175,97581,{"$f":"'Phoenix TMY 3'!$D$5","v":2019},"12","16","04","12/16/2019 04:00","2019-12-15T21:00:00",51.89]
["20121216:0500",10.74,{"v":93.4,"d":"93.40"},0,{"v":0,"d":"0.00"},0,{"v":313.2,"d":"313.20"},3.01,172,97594,{"$f":"'Phoenix TMY 3'!$D$5","v":2019},"12","16","05","12/16/2019 05:00","2019-12-15T22:00:00",51.332]
["20121216:0600",10.53,95.12,0,{"v":0,"d":"0.00"},0,319.83,3.49,178,97559,{"$f":"'Phoenix TMY 3'!$D$5","v":2019},"12","16","06","12/16/2019 06:00","2019-12-15T23:00:00",50.954]
["20121216:0700",10.32,96.85,0,{"v":0,"d":"0.00"},0,326.47,3.96,183,97524,{"$f":"'Phoenix TMY 3'!$D$5","v":2019},"12","16","07","12/16/2019 07:00","2019-12-16",50.576]
["20121216:0800",10.11,98.57,0,{"v":0,"d":"0.00"},0,{"v":333.1,"d":"333.10"},4.44,189,97488,{"$f":"'Phoenix TMY 3'!$D$5","v":2019},"12","16","08","12/16/2019 08:00",{"$f":"(DATEVALUE(O8402)+TIMEVALUE(O8402))+($P$16/24)","v":"2019-12-16T01:00:00"},50.198]
["20121216:0900",9.92,98.07,0,{"v":0,"d":"0.00"},0,334.53,3.56,195,97463,{"$f":"'Phoenix TMY 3'!$D$5","v":2019},{"$f":"MID(A8403,5,2)","v":"12"},{"$f":"MID(A8403,7,2)","v":"16"},{"$f":"MID(A8403,10,2)","v":"09"},{"$f":"L8403&\"/\"&M8403&\"/\"&K8403&\" \"&N8403&\":00\"","v":"12/16/2019 09:00"},"2019-12-16T02:00:00",{"$f":"((9/5)*B8403)+32","v":49.856}]
["20121216:1000",9.72,97.58,0,{"v":0,"d":"0.00"},0,335.97,2.69,202,97437,{"$f":"'Phoenix TMY 3'!$D$5","v":2019},"12","16","10","12/16/2019 10:00","2019-12-16T03:00:00",49.496]
["20121216:1100",9.53,97.08,0,{"v":0,"d":"0.00"},0,{"v":337.4,"d":"337.40"},1.81,208,97412,{"$f":"'Phoenix TMY 3'!$D$5","v":2019},"12","16","11","12/16/2019 11:00","2019-12-16T04:00:00",49.153999999999996]
["20121216:1200",9.43,96.27,0,{"v":0,"d":"0.00"},0,329.82,2.08,207,97456,{"$f":"'Phoenix TMY 3'!$D$5","v":2019},"12","16","12","12/16/2019 12:00","2019-12-16T05:00:00",48.974000000000004]
["20121216:1300",9.33,95.46,0,{"v":0,"d":"0.00"},0,322.23,2.35,205,97501,{"$f":"'Phoenix TMY 3'!$D$5","v":2019},"12","16","13","12/16/2019 13:00","2019-12-16T06:00:00",48.794]
["20121216:1400",9.23,94.65,0,{"v":0,"d":"0.00"},0,314.65,2.62,204,97546,{"$f":"'Phoenix TMY 3'!$D$5","v":2019},"12","16","14","12/16/2019 14:00","2019-12-16T07:00:00",48.614000000000004]
["20121216:1500",9.73,92.46,34,21.33,32,315.87,2.62,206,97578,{"$f":"'Phoenix TMY 3'!$D$5","v":2019},"12","16","15","12/16/2019 15:00","2019-12-16T08:00:00",49.514]
["20121216:1600",10.24,90.28,71,{"v":0,"d":"0.00"},71,317.08,2.61,208,97610,{"$f":"'Phoenix TMY 3'!$D$5","v":2019},"12","16","16","12/16/2019 16:00","2019-12-16T09:00:00",50.432]
["20121216:1700",10.74,88.09,153,12.44,148,{"v":318.3,"d":"318.30"},2.61,210,97642,{"$f":"'Phoenix TMY 3'!$D$5","v":2019},"12","16","17","12/16/2019 17:00","2019-12-16T10:00:00",51.332]
["20121216:1800",11.12,87.14,60,{"v":0,"d":"0.00"},60,320.57,3.43,214,97591,{"$f":"'Phoenix TMY 3'!$D$5","v":2019},"12","16","18","12/16/2019 18:00","2019-12-16T11:00:00",52.016]
["20121216:1900",{"v":11.5,"d":"11.50"},86.19,75,{"v":0,"d":"0.00"},75,322.83,4.26,218,97540,{"$f":"'Phoenix TMY 3'!$D$5","v":2019},"12","16","19","12/16/2019 19:00","2019-12-16T12:00:00",52.7]
["20121216:2000",11.88,85.24,407,321.05,234,{"v":325.1,"d":"325.10"},5.09,221,97488,{"$f":"'Phoenix TMY 3'!$D$5","v":2019},"12","16","20","12/16/2019 20:00","2019-12-16T13:00:00",53.384]
["20121216:2100",11.76,85.68,45,{"v":0,"d":"0.00"},45,327.33,4.47,229,97498,{"$f":"'Phoenix TMY 3'!$D$5","v":2019},"12","16","21","12/16/2019 21:00","2019-12-16T14:00:00",53.168]
["20121216:2200",11.63,86.13,32,{"v":0,"d":"0.00"},32,329.57,3.85,237,97508,{"$f":"'Phoenix TMY 3'!$D$5","v":2019},"12","16","22","12/16/2019 22:00","2019-12-16T15:00:00",52.934]
["20121216:2300",{"v":11.5,"d":"11.50"},86.57,37,{"v":0,"d":"0.00"},37,{"v":331.8,"d":"331.80"},3.23,244,97517,{"$f":"'Phoenix TMY 3'!$D$5","v":2019},"12","16","23","12/16/2019 23:00","2019-12-16T16:00:00",52.7]
["20121217:0000",11.21,87.07,1,{"v":0,"d":"0.00"},1,339.37,2.65,254,97549,{"$f":"'Phoenix TMY 3'!$D$5","v":2019},"12","17","00","12/17/2019 00:00","2019-12-16T17:00:00",52.178]
["20121217:0100",10.92,87.57,0,{"v":0,"d":"0.00"},0,346.93,2.08,265,97581,{"$f":"'Phoenix TMY 3'!$D$5","v":2019},"12","17","01","12/17/2019 01:00","2019-12-16T18:00:00",51.656]
["20121217:0200",10.62,88.07,0,{"v":0,"d":"0.00"},0,{"v":354.5,"d":"354.50"},{"v":1.5,"d":"1.50"},275,97613,{"$f":"'Phoenix TMY 3'!$D$5","v":2019},"12","17","02","12/17/2019 02:00","2019-12-16T19:00:00",51.116]
["20121217:0300",10.09,89.22,0,{"v":0,"d":"0.00"},0,347.32,1.49,275,97668,{"$f":"'Phoenix TMY 3'!$D$5","v":2019},"12","17","03","12/17/2019 03:00","2019-12-16T20:00:00",50.162]
["20121217:0400",9.56,90.38,0,{"v":0,"d":"0.00"},0,340.13,1.48,275,97722,{"$f":"'Phoenix TMY 3'!$D$5","v":2019},"12","17","04","12/17/2019 04:00","2019-12-16T21:00:00",49.208]
["20121217:0500",9.03,91.53,0,{"v":0,"d":"0.00"},0,332.95,1.46,276,97777,{"$f":"'Phoenix TMY 3'!$D$5","v":2019},"12","17","05","12/17/2019 05:00","2019-12-16T22:00:00",48.254]
["20121217:0600",{"v":8.4,"d":"8.40"},93.65,0,{"v":0,"d":"0.00"},0,323.37,1.12,271,97796,{"$f":"'Phoenix TMY 3'!$D$5","v":2019},"12","17","06","12/17/2019 06:00","2019-12-16T23:00:00",47.120000000000005]
["20121217:0700",7.77,95.78,0,{"v":0,"d":"0.00"},0,313.78,0.77,266,97815,{"$f":"'Phoenix TMY 3'!$D$5","v":2019},"12","17","07","12/17/2019 07:00","2019-12-17",45.986]
["20121217:0800",7.14,{"v":97.9,"d":"97.90"},0,{"v":0,"d":"0.00"},0,{"v":304.2,"d":"304.20"},0.43,262,97834,{"$f":"'Phoenix TMY 3'!$D$5","v":2019},"12","17","08","12/17/2019 08:00","2019-12-17T01:00:00",44.852000000000004]
["20121217:0900",7.01,96.97,0,{"v":0,"d":"0.00"},0,304.37,0.68,270,97863,{"$f":"'Phoenix TMY 3'!$D$5","v":2019},"12","17","09","12/17/2019 09:00","2019-12-17T02:00:00",44.618]
["20121217:1000",6.89,96.04,0,{"v":0,"d":"0.00"},0,304.53,0.92,278,97892,{"$f":"'Phoenix TMY 3'!$D$5","v":2019},"12","17","10","12/17/2019 10:00","2019-12-17T03:00:00",44.402]
["20121217:1100",6.76,95.11,0,{"v":0,"d":"0.00"},0,{"v":304.7,"d":"304.70"},1.17,286,97921,{"$f":"'Phoenix TMY 3'!$D$5","v":2019},"12","17","11","12/17/2019 11:00","2019-12-17T04:00:00",44.168]
["20121217:1200",6.62,94.47,0,{"v":0,"d":"0.00"},0,307.27,{"v":1.3,"d":"1.30"},281,97972,{"$f":"'Phoenix TMY 3'!$D$5","v":2019},"12","17","12","12/17/2019 12:00","2019-12-17T05:00:00",43.916]
["20121217:1300",6.47,93.82,0,{"v":0,"d":"0.00"},0,309.83,1.43,276,98023,{"$f":"'Phoenix TMY 3'!$D$5","v":2019},"12","17","13","12/17/2019 13:00","2019-12-17T06:00:00",43.646]
["20121217:1400",6.33,93.18,0,{"v":0,"d":"0.00"},0,{"v":312.4,"d":"312.40"},1.56,271,98074,{"$f":"'Phoenix TMY 3'!$D$5","v":2019},"12","17","14","12/17/2019 14:00","2019-12-17T07:00:00",43.394]
["20121217:1500",7.25,86.47,68,{"v":435.4,"d":"435.40"},28,298.55,1.13,274,98116,{"$f":"'Phoenix TMY 3'!$D$5","v":2019},"12","17","15","12/17/2019 15:00","2019-12-17T08:00:00",45.05]
["20121217:1600",8.18,79.76,245,734.97,52,{"v":284.7,"d":"284.70"},0.69,278,98158,{"$f":"'Phoenix TMY 3'!$D$5","v":2019},"12","17","16","12/17/2019 16:00","2019-12-17T09:00:00",46.724000000000004]
["20121217:1700",{"v":9.1,"d":"9.10"},73.05,407,853.85,65,270.85,0.26,282,98199,{"$f":"'Phoenix TMY 3'!$D$5","v":2019},"12","17","17","12/17/2019 17:00","2019-12-17T10:00:00",48.379999999999995]
["20121217:1800",10.01,66.86,524,910.73,72,{"v":268.8,"d":"268.80"},0.48,287,98119,{"$f":"'Phoenix TMY 3'!$D$5","v":2019},"12","17","18","12/17/2019 18:00","2019-12-17T11:00:00",50.018]
["20121217:1900",10.91,60.68,582,933.08,75,266.75,{"v":0.7,"d":"0.70"},292,98039,{"$f":"'Phoenix TMY 3'!$D$5","v":2019},"12","17","19","12/17/2019 19:00","2019-12-17T12:00:00",51.638000000000005]
["20121217:2000",11.81,54.49,576,932.21,74,{"v":264.7,"d":"264.70"},0.92,297,97959,{"$f":"'Phoenix TMY 3'!$D$5","v":2019},"12","17","20","12/17/2019 20:00","2019-12-17T13:00:00",53.258]
["20121217:2100",11.74,58.63,505,900.29,71,262.22,0.88,296,97943,{"$f":"'Phoenix TMY 3'!$D$5","v":2019},"12","17","21","12/17/2019 21:00","2019-12-17T14:00:00",53.132000000000005]
["20121217:2200",11.67,62.78,379,836.23,63,259.73,0.84,295,97927,{"$f":"'Phoenix TMY 3'!$D$5","v":2019},"12","17","22","12/17/2019 22:00","2019-12-17T15:00:00",53.006]
["20121217:2300",{"v":11.6,"d":"11.60"},66.92,211,695.06,49,257.25,{"v":0.8,"d":"0.80"},294,97911,{"$f":"'Phoenix TMY 3'!$D$5","v":2019},"12","17","23","12/17/2019 23:00","2019-12-17T16:00:00",52.879999999999995]
["20121218:0000",11.32,69.49,21,17.07,20,256.83,0.91,279,97953,{"$f":"'Phoenix TMY 3'!$D$5","v":2019},"12","18","00","12/18/2019 00:00","2019-12-17T17:00:00",52.376000000000005]
["20121218:0100",11.05,72.06,0,{"v":0,"d":"0.00"},0,256.42,1.01,264,97994,{"$f":"'Phoenix TMY 3'!$D$5","v":2019},"12","18","01","12/18/2019 01:00","2019-12-17T18:00:00",51.89]
["20121218:0200",10.77,74.63,0,{"v":0,"d":"0.00"},0,{"v":256,"d":"256.00"},1.12,250,98036,{"$f":"'Phoenix TMY 3'!$D$5","v":2019},"12","18","02","12/18/2019 02:00","2019-12-17T19:00:00",51.385999999999996]
["20121218:0300",10.35,72.96,0,{"v":0,"d":"0.00"},0,255.65,1.42,206,98074,{"$f":"'Phoenix TMY 3'!$D$5","v":2019},"12","18","03","12/18/2019 03:00","2019-12-17T20:00:00",50.629999999999995]
["20121218:0400",9.94,71.29,0,{"v":0,"d":"0.00"},0,{"v":255.3,"d":"255.30"},1.72,162,98113,{"$f":"'Phoenix TMY 3'!$D$5","v":2019},"12","18","04","12/18/2019 04:00","2019-12-17T21:00:00",49.891999999999996]
["20121218:0500",9.52,69.62,0,{"v":0,"d":"0.00"},0,254.95,2.03,118,98151,{"$f":"'Phoenix TMY 3'!$D$5","v":2019},"12","18","05","12/18/2019 05:00","2019-12-17T22:00:00",49.135999999999996]
["20121218:0600",8.32,76.56,0,{"v":0,"d":"0.00"},0,{"v":254.9,"d":"254.90"},1.56,112,98158,{"$f":"'Phoenix TMY 3'!$D$5","v":2019},"12","18","06","12/18/2019 06:00","2019-12-17T23:00:00",46.976]
["20121218:0700",7.12,{"v":83.5,"d":"83.50"},0,{"v":0,"d":"0.00"},0,254.85,{"v":1.1,"d":"1.10"},106,98164,{"$f":"'Phoenix TMY 3'!$D$5","v":2019},"12","18","07","12/18/2019 07:00","2019-12-18",44.816]
["20121218:0800",5.93,90.44,0,{"v":0,"d":"0.00"},0,{"v":254.8,"d":"254.80"},0.63,100,98170,{"$f":"'Phoenix TMY 3'!$D$5","v":2019},"12","18","08","12/18/2019 08:00","2019-12-18T01:00:00",42.674]
["20121218:0900",5.54,92.58,0,{"v":0,"d":"0.00"},0,254.47,0.64,98,98154,{"$f":"'Phoenix TMY 3'!$D$5","v":2019},"12","18","09","12/18/2019 09:00","2019-12-18T02:00:00",41.972]
["20121218:1000",5.15,94.72,0,{"v":0,"d":"0.00"},0,254.13,0.64,96,98138,{"$f":"'Phoenix TMY 3'!$D$5","v":2019},"12","18","10","12/18/2019 10:00","2019-12-18T03:00:00",41.27]
["20121218:1100",4.76,96.86,0,{"v":0,"d":"0.00"},0,{"v":253.8,"d":"253.80"},0.65,95,98122,{"$f":"'Phoenix TMY 3'!$D$5","v":2019},"12","18","11","12/18/2019 11:00","2019-12-18T04:00:00",40.568]
["20121218:1200",4.94,97.91,0,{"v":0,"d":"0.00"},0,255.92,0.79,94,98142,{"$f":"'Phoenix TMY 3'!$D$5","v":2019},"12","18","12","12/18/2019 12:00","2019-12-18T05:00:00",40.892]
["20121218:1300",5.12,98.95,0,{"v":0,"d":"0.00"},0,258.03,0.92,94,98161,{"$f":"'Phoenix TMY 3'!$D$5","v":2019},"12","18","13","12/18/2019 13:00","2019-12-18T06:00:00",41.216]
["20121218:1400",{"v":5.3,"d":"5.30"},{"v":100,"d":"100.00"},0,{"v":0,"d":"0.00"},0,260.15,1.06,93,98180,{"$f":"'Phoenix TMY 3'!$D$5","v":2019},"12","18","14","12/18/2019 14:00","2019-12-18T07:00:00",41.54]
["20121218:1500",7.34,88.83,65,421.86,27,263.77,1.17,99,98174,{"$f":"'Phoenix TMY 3'!$D$5","v":2019},"12","18","15","12/18/2019 15:00","2019-12-18T08:00:00",45.212]
["20121218:1600",9.37,77.67,240,720.39,52,267.38,1.27,106,98167,{"$f":"'Phoenix TMY 3'!$D$5","v":2019},"12","18","16","12/18/2019 16:00","2019-12-18T09:00:00",48.866]
["20121218:1700",11.41,{"v":66.5,"d":"66.50"},401,844.24,64,{"v":271,"d":"271.00"},1.38,112,98161,{"$f":"'Phoenix TMY 3'!$D$5","v":2019},"12","18","17","12/18/2019 17:00","2019-12-18T10:00:00",52.538]
["20121218:1800",12.37,64.86,517,900.52,71,273.55,1.17,171,98065,{"$f":"'Phoenix TMY 3'!$D$5","v":2019},"12","18","18","12/18/2019 18:00","2019-12-18T11:00:00",54.266]
["20121218:1900",13.33,63.23,575,923.15,74,{"v":276.1,"d":"276.10"},0.96,230,97969,{"$f":"'Phoenix TMY 3'!$D$5","v":2019},"12","18","19","12/18/2019 19:00","2019-12-18T12:00:00",55.994]
["20121218:2000",14.28,61.59,570,921.49,74,278.65,0.74,288,97873,{"$f":"'Phoenix TMY 3'!$D$5","v":2019},"12","18","20","12/18/2019 20:00","2019-12-18T13:00:00",57.704]
["20121218:2100",14.29,65.29,502,895.86,70,277.48,1.05,299,97812,{"$f":"'Phoenix TMY 3'!$D$5","v":2019},"12","18","21","12/18/2019 21:00","2019-12-18T14:00:00",57.721999999999994]
["20121218:2200",{"v":14.3,"d":"14.30"},{"v":69,"d":"69.00"},378,832.42,63,276.32,1.36,310,97751,{"$f":"'Phoenix TMY 3'!$D$5","v":2019},"12","18","22","12/18/2019 22:00","2019-12-18T15:00:00",57.74]
["20121218:2300",14.31,{"v":72.7,"d":"72.70"},211,692.55,49,275.15,1.67,321,97690,{"$f":"'Phoenix TMY 3'!$D$5","v":2019},"12","18","23","12/18/2019 23:00","2019-12-18T16:00:00",57.758]
["20121219:0000",{"v":13.5,"d":"13.50"},74.16,39,{"v":318,"d":"318.00"},20,{"v":273.5,"d":"273.50"},1.79,353,97687,{"$f":"'Phoenix TMY 3'!$D$5","v":2019},"12","19","00","12/19/2019 00:00",{"$f":"(DATEVALUE(O8466)+TIMEVALUE(O8466))+($P$16/24)","v":"2019-12-18T17:00:00"},56.3]
["20121219:0100",12.69,75.61,0,{"v":0,"d":"0.00"},0,271.85,1.91,25,97684,{"$f":"'Phoenix TMY 3'!$D$5","v":2019},{"$f":"MID(A8467,5,2)","v":"12"},{"$f":"MID(A8467,7,2)","v":"19"},{"$f":"MID(A8467,10,2)","v":"01"},{"$f":"L8467&\"/\"&M8467&\"/\"&K8467&\" \"&N8467&\":00\"","v":"12/19/2019 01:00"},"2019-12-18T18:00:00",{"$f":"((9/5)*B8467)+32","v":54.842}]
["20121219:0200",11.87,77.07,0,{"v":0,"d":"0.00"},0,{"v":270.2,"d":"270.20"},2.03,57,97680,{"$f":"'Phoenix TMY 3'!$D$5","v":2019},"12","19","02","12/19/2019 02:00","2019-12-18T19:00:00",53.366]
["20121219:0300",{"v":10.8,"d":"10.80"},80.72,0,{"v":0,"d":"0.00"},0,269.12,2.17,61,97680,{"$f":"'Phoenix TMY 3'!$D$5","v":2019},"12","19","03","12/19/2019 03:00","2019-12-18T20:00:00",51.44]
["20121219:0400",9.73,84.36,0,{"v":0,"d":"0.00"},0,268.03,2.31,65,97680,{"$f":"'Phoenix TMY 3'!$D$5","v":2019},"12","19","04","12/19/2019 04:00","2019-12-18T21:00:00",49.514]
["20121219:0500",8.66,88.01,0,{"v":0,"d":"0.00"},0,266.95,2.46,69,97680,{"$f":"'Phoenix TMY 3'!$D$5","v":2019},"12","19","05","12/19/2019 05:00","2019-12-18T22:00:00",47.588]
["20121219:0600",{"v":7.9,"d":"7.90"},92.01,0,{"v":0,"d":"0.00"},0,266.07,1.71,72,97639,{"$f":"'Phoenix TMY 3'!$D$5","v":2019},"12","19","06","12/19/2019 06:00","2019-12-18T23:00:00",46.22]
["20121219:0700",7.14,{"v":96,"d":"96.00"},0,{"v":0,"d":"0.00"},0,265.18,0.97,75,97597,{"$f":"'Phoenix TMY 3'!$D$5","v":2019},"12","19","07","12/19/2019 07:00","2019-12-19",44.852000000000004]
["20121219:0800",6.39,{"v":100,"d":"100.00"},0,{"v":0,"d":"0.00"},0,{"v":264.3,"d":"264.30"},0.23,78,97556,{"$f":"'Phoenix TMY 3'!$D$5","v":2019},"12","19","08","12/19/2019 08:00","2019-12-19T01:00:00",43.501999999999995]
["20121219:0900",6.06,{"v":100,"d":"100.00"},0,{"v":0,"d":"0.00"},0,263.55,0.67,81,97514,{"$f":"'Phoenix TMY 3'!$D$5","v":2019},"12","19","09","12/19/2019 09:00","2019-12-19T02:00:00",42.908]
["20121219:1000",5.72,{"v":100,"d":"100.00"},0,{"v":0,"d":"0.00"},0,{"v":262.8,"d":"262.80"},{"v":1.1,"d":"1.10"},84,97472,{"$f":"'Phoenix TMY 3'!$D$5","v":2019},"12","19","10","12/19/2019 10:00","2019-12-19T03:00:00",42.296]
["20121219:1100",5.39,{"v":100,"d":"100.00"},0,{"v":0,"d":"0.00"},0,262.05,1.53,86,97431,{"$f":"'Phoenix TMY 3'!$D$5","v":2019},"12","19","11","12/19/2019 11:00","2019-12-19T04:00:00",41.702]
["20121219:1200",5.59,{"v":100,"d":"100.00"},0,{"v":0,"d":"0.00"},0,263.15,1.69,90,97431,{"$f":"'Phoenix TMY 3'!$D$5","v":2019},"12","19","12","12/19/2019 12:00","2019-12-19T05:00:00",42.062]
["20121219:1300",5.78,{"v":100,"d":"100.00"},0,{"v":0,"d":"0.00"},0,264.25,1.84,94,97431,{"$f":"'Phoenix TMY 3'!$D$5","v":2019},"12","19","13","12/19/2019 13:00","2019-12-19T06:00:00",42.403999999999996]
["20121219:1400",5.98,{"v":100,"d":"100.00"},0,{"v":0,"d":"0.00"},0,265.35,{"v":2,"d":"2.00"},98,97431,{"$f":"'Phoenix TMY 3'!$D$5","v":2019},"12","19","14","12/19/2019 14:00","2019-12-19T07:00:00",42.764]
["20121219:1500",8.17,92.27,28,{"v":0,"d":"0.00"},28,270.88,1.86,107,97389,{"$f":"'Phoenix TMY 3'!$D$5","v":2019},"12","19","15","12/19/2019 15:00","2019-12-19T08:00:00",46.706]
["20121219:1600",10.35,84.54,98,11.56,95,276.42,1.72,115,97348,{"$f":"'Phoenix TMY 3'!$D$5","v":2019},"12","19","16","12/19/2019 16:00","2019-12-19T09:00:00",50.629999999999995]
["20121219:1700",12.54,76.81,260,{"v":228.7,"d":"228.70"},169,281.95,1.59,124,97306,{"$f":"'Phoenix TMY 3'!$D$5","v":2019},"12","19","17","12/19/2019 17:00","2019-12-19T10:00:00",54.572]
["20121219:1800",{"v":13.8,"d":"13.80"},72.91,321,{"v":194.2,"d":"194.20"},225,{"v":287.8,"d":"287.80"},1.54,152,97191,{"$f":"'Phoenix TMY 3'!$D$5","v":2019},"12","19","18","12/19/2019 18:00","2019-12-19T11:00:00",56.84]
["20121219:1900",15.06,{"v":69,"d":"69.00"},418,343.07,232,293.65,{"v":1.5,"d":"1.50"},180,97075,{"$f":"'Phoenix TMY 3'!$D$5","v":2019},"12","19","19","12/19/2019 19:00","2019-12-19T12:00:00",59.108000000000004]
["20121219:2000",16.31,{"v":65.1,"d":"65.10"},339,161.67,252,{"v":299.5,"d":"299.50"},1.46,208,96960,{"$f":"'Phoenix TMY 3'!$D$5","v":2019},"12","19","20","12/19/2019 20:00","2019-12-19T13:00:00",61.358]
["20121219:2100",{"v":15.9,"d":"15.90"},69.61,234,58.03,206,304.62,1.14,219,96906,{"$f":"'Phoenix TMY 3'!$D$5","v":2019},"12","19","21","12/19/2019 21:00","2019-12-19T14:00:00",60.620000000000005]
["20121219:2200",15.48,74.13,202,102.89,163,309.73,0.83,231,96851,{"$f":"'Phoenix TMY 3'!$D$5","v":2019},"12","19","22","12/19/2019 22:00","2019-12-19T15:00:00",59.864000000000004]
["20121219:2300",15.06,78.64,98,34.06,90,314.85,0.51,242,96797,{"$f":"'Phoenix TMY 3'!$D$5","v":2019},"12","19","23","12/19/2019 23:00","2019-12-19T16:00:00",59.108000000000004]
["20121220:0000",14.64,81.57,15,{"v":0,"d":"0.00"},15,319.53,0.53,238,96784,{"$f":"'Phoenix TMY 3'!$D$5","v":2019},"12","20","00","12/20/2019 00:00","2019-12-19T17:00:00",58.352000000000004]
["20121220:0100",14.22,84.51,0,{"v":0,"d":"0.00"},0,324.22,0.55,235,96771,{"$f":"'Phoenix TMY 3'!$D$5","v":2019},"12","20","01","12/20/2019 01:00","2019-12-19T18:00:00",57.596000000000004]
["20121220:0200",13.79,87.44,0,{"v":0,"d":"0.00"},0,{"v":328.9,"d":"328.90"},0.57,231,96758,{"$f":"'Phoenix TMY 3'!$D$5","v":2019},"12","20","02","12/20/2019 02:00","2019-12-19T19:00:00",56.822]
["20121220:0300",13.38,89.01,0,{"v":0,"d":"0.00"},0,329.75,1.59,231,96771,{"$f":"'Phoenix TMY 3'!$D$5","v":2019},"12","20","03","12/20/2019 03:00","2019-12-19T20:00:00",56.084]
["20121220:0400",12.98,90.57,0,{"v":0,"d":"0.00"},0,{"v":330.6,"d":"330.60"},2.61,230,96784,{"$f":"'Phoenix TMY 3'!$D$5","v":2019},"12","20","04","12/20/2019 04:00","2019-12-19T21:00:00",55.364000000000004]
["20121220:0500",12.57,92.14,0,{"v":0,"d":"0.00"},0,331.45,3.63,230,96797,{"$f":"'Phoenix TMY 3'!$D$5","v":2019},"12","20","05","12/20/2019 05:00","2019-12-19T22:00:00",54.626000000000005]
["20121220:0600",11.89,88.07,0,{"v":0,"d":"0.00"},0,{"v":337.3,"d":"337.30"},4.43,240,96842,{"$f":"'Phoenix TMY 3'!$D$5","v":2019},"12","20","06","12/20/2019 06:00","2019-12-19T23:00:00",53.402]
["20121220:0700",11.22,{"v":84,"d":"84.00"},0,{"v":0,"d":"0.00"},0,343.15,5.23,251,96886,{"$f":"'Phoenix TMY 3'!$D$5","v":2019},"12","20","07","12/20/2019 07:00","2019-12-20",52.196]
["20121220:0800",10.55,79.93,0,{"v":0,"d":"0.00"},0,{"v":349,"d":"349.00"},6.03,262,96931,{"$f":"'Phoenix TMY 3'!$D$5","v":2019},"12","20","08","12/20/2019 08:00","2019-12-20T01:00:00",50.99]
["20121220:0900",9.37,77.45,0,{"v":0,"d":"0.00"},0,{"v":336.8,"d":"336.80"},5.66,268,97037,{"$f":"'Phoenix TMY 3'!$D$5","v":2019},"12","20","09","12/20/2019 09:00","2019-12-20T02:00:00",48.866]
["20121220:1000",8.18,74.98,0,{"v":0,"d":"0.00"},0,{"v":324.6,"d":"324.60"},{"v":5.3,"d":"5.30"},274,97143,{"$f":"'Phoenix TMY 3'!$D$5","v":2019},"12","20","10","12/20/2019 10:00","2019-12-20T03:00:00",46.724000000000004]
["20121220:1100",{"v":7,"d":"7.00"},{"v":72.5,"d":"72.50"},0,{"v":0,"d":"0.00"},0,{"v":312.4,"d":"312.40"},4.94,279,97248,{"$f":"'Phoenix TMY 3'!$D$5","v":2019},"12","20","11","12/20/2019 11:00","2019-12-20T04:00:00",44.6]
["20121220:1200",6.43,70.25,0,{"v":0,"d":"0.00"},0,296.42,{"v":4.3,"d":"4.30"},275,97386,{"$f":"'Phoenix TMY 3'!$D$5","v":2019},"12","20","12","12/20/2019 12:00","2019-12-20T05:00:00",43.574]
["20121220:1300",5.87,{"v":68,"d":"68.00"},0,{"v":0,"d":"0.00"},0,280.43,3.67,270,97524,{"$f":"'Phoenix TMY 3'!$D$5","v":2019},"12","20","13","12/20/2019 13:00","2019-12-20T06:00:00",42.566]
["20121220:1400",{"v":5.3,"d":"5.30"},65.75,0,{"v":0,"d":"0.00"},0,264.45,3.03,266,97661,{"$f":"'Phoenix TMY 3'!$D$5","v":2019},"12","20","14","12/20/2019 14:00","2019-12-20T07:00:00",41.54]
["20121220:1500",6.49,57.89,66,449.65,27,256.75,2.97,278,97773,{"$f":"'Phoenix TMY 3'!$D$5","v":2019},"12","20","15","12/20/2019 15:00","2019-12-20T08:00:00",43.682]
["20121220:1600",7.67,50.03,249,763.59,52,249.05,2.91,290,97885,{"$f":"'Phoenix TMY 3'!$D$5","v":2019},"12","20","16","12/20/2019 16:00","2019-12-20T09:00:00",45.806]
["20121220:1700",8.86,42.17,420,{"v":894.8,"d":"894.80"},65,241.35,2.86,302,97997,{"$f":"'Phoenix TMY 3'!$D$5","v":2019},"12","20","17","12/20/2019 17:00","2019-12-20T10:00:00",47.948]
["20121220:1800",9.85,38.85,544,954.37,73,241.38,{"v":2.5,"d":"2.50"},316,97978,{"$f":"'Phoenix TMY 3'!$D$5","v":2019},"12","20","18","12/20/2019 18:00","2019-12-20T11:00:00",49.730000000000004]
["20121220:1900",10.84,35.52,605,{"v":976.5,"d":"976.50"},76,241.42,2.14,330,97959,{"$f":"'Phoenix TMY 3'!$D$5","v":2019},"12","20","19","12/20/2019 19:00","2019-12-20T12:00:00",51.512]
["20121220:2000",11.83,{"v":32.2,"d":"32.20"},599,971.94,76,241.45,1.78,345,97940,{"$f":"'Phoenix TMY 3'!$D$5","v":2019},"12","20","20","12/20/2019 20:00","2019-12-20T13:00:00",53.294]
["20121220:2100",11.79,37.44,528,944.37,72,240.07,1.81,353,97965,{"$f":"'Phoenix TMY 3'!$D$5","v":2019},"12","20","21","12/20/2019 21:00","2019-12-20T14:00:00",53.221999999999994]
["20121220:2200",11.75,42.69,399,882.07,64,238.68,1.83,1,97991,{"$f":"'Phoenix TMY 3'!$D$5","v":2019},"12","20","22","12/20/2019 22:00","2019-12-20T15:00:00",53.150000000000006]
["20121220:2300",11.71,47.93,226,746.07,50,{"v":237.3,"d":"237.30"},1.86,9,98017,{"$f":"'Phoenix TMY 3'!$D$5","v":2019},"12","20","23","12/20/2019 23:00","2019-12-20T16:00:00",53.078]
["20121221:0000",10.67,52.89,45,368.83,22,236.67,2.06,355,98113,{"$f":"'Phoenix TMY 3'!$D$5","v":2019},"12","21","00","12/21/2019 00:00","2019-12-20T17:00:00",51.206]
["20121221:0100",9.64,57.85,0,{"v":0,"d":"0.00"},0,236.03,2.26,340,98209,{"$f":"'Phoenix TMY 3'!$D$5","v":2019},"12","21","01","12/21/2019 01:00","2019-12-20T18:00:00",49.352000000000004]
["20121221:0200",{"v":8.6,"d":"8.60"},62.81,0,{"v":0,"d":"0.00"},0,{"v":235.4,"d":"235.40"},2.46,326,98305,{"$f":"'Phoenix TMY 3'!$D$5","v":2019},"12","21","02","12/21/2019 02:00","2019-12-20T19:00:00",47.480000000000004]
["20121221:0300",7.47,66.74,0,{"v":0,"d":"0.00"},0,235.52,{"v":2.5,"d":"2.50"},356,98382,{"$f":"'Phoenix TMY 3'!$D$5","v":2019},"12","21","03","12/21/2019 03:00","2019-12-20T20:00:00",45.446]
["20121221:0400",6.33,70.68,0,{"v":0,"d":"0.00"},0,235.63,2.54,26,98459,{"$f":"'Phoenix TMY 3'!$D$5","v":2019},"12","21","04","12/21/2019 04:00","2019-12-20T21:00:00",43.394]
["20121221:0500",{"v":5.2,"d":"5.20"},74.61,0,{"v":0,"d":"0.00"},0,235.75,2.58,55,98535,{"$f":"'Phoenix TMY 3'!$D$5","v":2019},"12","21","05","12/21/2019 05:00","2019-12-20T22:00:00",41.36]
["20121221:0600",4.63,74.88,0,{"v":0,"d":"0.00"},0,{"v":234.4,"d":"234.40"},2.94,57,98580,{"$f":"'Phoenix TMY 3'!$D$5","v":2019},"12","21","06","12/21/2019 06:00","2019-12-20T23:00:00",40.334]
["20121221:0700",4.06,75.15,0,{"v":0,"d":"0.00"},0,233.05,{"v":3.3,"d":"3.30"},58,98625,{"$f":"'Phoenix TMY 3'!$D$5","v":2019},"12","21","07","12/21/2019 07:00","2019-12-21",39.308]
["20121221:0800",3.49,75.42,0,{"v":0,"d":"0.00"},0,{"v":231.7,"d":"231.70"},3.66,60,98670,{"$f":"'Phoenix TMY 3'!$D$5","v":2019},"12","21","08","12/21/2019 08:00","2019-12-21T01:00:00",38.282000000000004]
["20121221:0900",3.16,75.11,0,{"v":0,"d":"0.00"},0,228.85,3.48,60,98670,{"$f":"'Phoenix TMY 3'!$D$5","v":2019},"12","21","09","12/21/2019 09:00","2019-12-21T02:00:00",37.688]
["20121221:1000",2.82,74.81,0,{"v":0,"d":"0.00"},0,{"v":226,"d":"226.00"},3.31,61,98670,{"$f":"'Phoenix TMY 3'!$D$5","v":2019},"12","21","10","12/21/2019 10:00","2019-12-21T03:00:00",37.076]
["20121221:1100",2.49,{"v":74.5,"d":"74.50"},0,{"v":0,"d":"0.00"},0,223.15,3.13,61,98670,{"$f":"'Phoenix TMY 3'!$D$5","v":2019},"12","21","11","12/21/2019 11:00","2019-12-21T04:00:00",36.482]
["20121221:1200",2.35,72.79,0,{"v":0,"d":"0.00"},0,222.25,{"v":3.1,"d":"3.10"},63,98679,{"$f":"'Phoenix TMY 3'!$D$5","v":2019},"12","21","12","12/21/2019 12:00","2019-12-21T05:00:00",36.230000000000004]
["20121221:1300",2.21,71.08,0,{"v":0,"d":"0.00"},0,221.35,3.07,65,98689,{"$f":"'Phoenix TMY 3'!$D$5","v":2019},"12","21","13","12/21/2019 13:00","2019-12-21T06:00:00",35.978]
["20121221:1400",2.07,69.37,0,{"v":0,"d":"0.00"},0,220.45,3.03,67,98699,{"$f":"'Phoenix TMY 3'!$D$5","v":2019},"12","21","14","12/21/2019 14:00","2019-12-21T07:00:00",35.726]
["20121221:1500",4.47,60.01,67,469.56,27,223.45,3.41,69,98673,{"$f":"'Phoenix TMY 3'!$D$5","v":2019},"12","21","15","12/21/2019 15:00","2019-12-21T08:00:00",40.046]
["20121221:1600",6.87,50.66,254,783.19,53,226.45,3.79,70,98647,{"$f":"'Phoenix TMY 3'!$D$5","v":2019},"12","21","16","12/21/2019 16:00",{"$f":"(DATEVALUE(O8530)+TIMEVALUE(O8530))+($P$16/24)","v":"2019-12-21T09:00:00"},44.366]
["20121221:1700",9.27,{"v":41.3,"d":"41.30"},424,904.79,66,229.45,4.17,72,98622,{"$f":"'Phoenix TMY 3'!$D$5","v":2019},{"$f":"MID(A8531,5,2)","v":"12"},{"$f":"MID(A8531,7,2)","v":"21"},{"$f":"MID(A8531,10,2)","v":"17"},{"$f":"L8531&\"/\"&M8531&\"/\"&K8531&\" \"&N8531&\":00\"","v":"12/21/2019 17:00"},"2019-12-21T10:00:00",{"$f":"((9/5)*B8531)+32","v":48.686}]
["20121221:1800",11.16,36.74,546,959.82,73,234.45,4.15,75,98471,{"$f":"'Phoenix TMY 3'!$D$5","v":2019},"12","21","18","12/21/2019 18:00","2019-12-21T11:00:00",52.088]
["20121221:1900",13.05,32.18,608,982.62,76,239.45,4.14,78,98321,{"$f":"'Phoenix TMY 3'!$D$5","v":2019},"12","21","19","12/21/2019 19:00","2019-12-21T12:00:00",55.49]
["20121221:2000",14.94,27.62,603,979.22,76,244.45,4.12,81,98170,{"$f":"'Phoenix TMY 3'!$D$5","v":2019},"12","21","20","12/21/2019 20:00","2019-12-21T13:00:00",58.891999999999996]
["20121221:2100",14.63,35.69,532,{"v":951.7,"d":"951.70"},72,247.42,3.49,80,98116,{"$f":"'Phoenix TMY 3'!$D$5","v":2019},"12","21","21","12/21/2019 21:00","2019-12-21T14:00:00",58.334]
["20121221:2200",14.32,43.75,323,{"v":570.1,"d":"570.10"},106,250.38,2.86,78,98062,{"$f":"'Phoenix TMY 3'!$D$5","v":2019},"12","21","22","12/21/2019 22:00","2019-12-21T15:00:00",57.775999999999996]
["20121221:2300",14.01,51.82,133,172.97,92,253.35,2.23,77,98007,{"$f":"'Phoenix TMY 3'!$D$5","v":2019},"12","21","23","12/21/2019 23:00","2019-12-21T16:00:00",57.218]
["20121222:0000",{"v":12.9,"d":"12.90"},53.56,34,172.43,23,{"v":250.9,"d":"250.90"},2.69,76,98004,{"$f":"'Phoenix TMY 3'!$D$5","v":2019},"12","22","00","12/22/2019 00:00","2019-12-21T17:00:00",55.22]
["20121222:0100",11.79,55.31,0,{"v":0,"d":"0.00"},0,248.45,3.14,75,98001,{"$f":"'Phoenix TMY 3'!$D$5","v":2019},"12","22","01","12/22/2019 01:00","2019-12-21T18:00:00",53.221999999999994]
["20121222:0200",10.68,57.05,0,{"v":0,"d":"0.00"},0,{"v":246,"d":"246.00"},3.59,75,97997,{"$f":"'Phoenix TMY 3'!$D$5","v":2019},"12","22","02","12/22/2019 02:00","2019-12-21T19:00:00",51.224000000000004]
["20121222:0300",9.83,58.29,0,{"v":0,"d":"0.00"},0,242.72,3.53,77,97997,{"$f":"'Phoenix TMY 3'!$D$5","v":2019},"12","22","03","12/22/2019 03:00","2019-12-21T20:00:00",49.694]
["20121222:0400",8.97,59.52,0,{"v":0,"d":"0.00"},0,239.43,3.48,79,97997,{"$f":"'Phoenix TMY 3'!$D$5","v":2019},"12","22","04","12/22/2019 04:00","2019-12-21T21:00:00",48.146]
["20121222:0500",8.12,60.76,0,{"v":0,"d":"0.00"},0,236.15,3.42,81,97997,{"$f":"'Phoenix TMY 3'!$D$5","v":2019},"12","22","05","12/22/2019 05:00","2019-12-21T22:00:00",46.616]
["20121222:0600",{"v":7.2,"d":"7.20"},61.42,0,{"v":0,"d":"0.00"},0,232.98,3.33,82,97985,{"$f":"'Phoenix TMY 3'!$D$5","v":2019},"12","22","06","12/22/2019 06:00","2019-12-21T23:00:00",44.96]
["20121222:0700",6.29,62.08,0,{"v":0,"d":"0.00"},0,229.82,3.25,84,97972,{"$f":"'Phoenix TMY 3'!$D$5","v":2019},"12","22","07","12/22/2019 07:00","2019-12-22",43.322]
["20121222:0800",5.38,62.74,0,{"v":0,"d":"0.00"},0,226.65,3.16,85,97959,{"$f":"'Phoenix TMY 3'!$D$5","v":2019},"12","22","08","12/22/2019 08:00","2019-12-22T01:00:00",41.684]
["20121222:0900",4.73,62.73,0,{"v":0,"d":"0.00"},0,225.02,3.16,85,97946,{"$f":"'Phoenix TMY 3'!$D$5","v":2019},"12","22","09","12/22/2019 09:00","2019-12-22T02:00:00",40.514]
["20121222:1000",4.07,62.73,0,{"v":0,"d":"0.00"},0,223.38,3.17,85,97933,{"$f":"'Phoenix TMY 3'!$D$5","v":2019},"12","22","10","12/22/2019 10:00","2019-12-22T03:00:00",39.326]
["20121222:1100",3.42,62.72,0,{"v":0,"d":"0.00"},0,221.75,3.17,85,97921,{"$f":"'Phoenix TMY 3'!$D$5","v":2019},"12","22","11","12/22/2019 11:00","2019-12-22T04:00:00",38.156]
["20121222:1200",3.53,61.59,0,{"v":0,"d":"0.00"},0,222.97,3.05,85,97927,{"$f":"'Phoenix TMY 3'!$D$5","v":2019},"12","22","12","12/22/2019 12:00","2019-12-22T05:00:00",38.354]
["20121222:1300",3.64,60.46,0,{"v":0,"d":"0.00"},0,224.18,2.93,85,97933,{"$f":"'Phoenix TMY 3'!$D$5","v":2019},"12","22","13","12/22/2019 13:00","2019-12-22T06:00:00",38.552]
["20121222:1400",3.75,59.33,0,{"v":0,"d":"0.00"},0,{"v":225.4,"d":"225.40"},2.81,85,97940,{"$f":"'Phoenix TMY 3'!$D$5","v":2019},"12","22","14","12/22/2019 14:00","2019-12-22T07:00:00",38.75]
["20121222:1500",6.68,51.59,66,465.81,27,228.75,2.75,86,97956,{"$f":"'Phoenix TMY 3'!$D$5","v":2019},"12","22","15","12/22/2019 15:00","2019-12-22T08:00:00",44.024]
["20121222:1600",{"v":9.6,"d":"9.60"},43.84,251,775.29,53,{"v":232.1,"d":"232.10"},2.69,88,97972,{"$f":"'Phoenix TMY 3'!$D$5","v":2019},"12","22","16","12/22/2019 16:00","2019-12-22T09:00:00",49.28]
["20121222:1700",12.53,{"v":36.1,"d":"36.10"},419,896.86,65,235.45,2.62,90,97988,{"$f":"'Phoenix TMY 3'!$D$5","v":2019},"12","22","17","12/22/2019 17:00","2019-12-22T10:00:00",54.554]
["20121222:1800",14.36,31.38,539,948.81,72,242.43,2.77,96,97911,{"$f":"'Phoenix TMY 3'!$D$5","v":2019},"12","22","18","12/22/2019 18:00","2019-12-22T11:00:00",57.848]
["20121222:1900",16.19,26.66,599,968.22,75,249.42,2.91,102,97834,{"$f":"'Phoenix TMY 3'!$D$5","v":2019},"12","22","19","12/22/2019 19:00","2019-12-22T12:00:00",61.142]
["20121222:2000",18.02,21.94,592,960.28,75,{"v":256.4,"d":"256.40"},3.06,108,97757,{"$f":"'Phoenix TMY 3'!$D$5","v":2019},"12","22","20","12/22/2019 20:00","2019-12-22T13:00:00",64.436]
["20121222:2100",17.52,28.38,521,929.87,71,261.48,2.63,104,97741,{"$f":"'Phoenix TMY 3'!$D$5","v":2019},"12","22","21","12/22/2019 21:00","2019-12-22T14:00:00",63.536]
["20121222:2200",17.01,34.83,317,534.62,113,266.57,2.19,100,97725,{"$f":"'Phoenix TMY 3'!$D$5","v":2019},"12","22","22","12/22/2019 22:00","2019-12-22T15:00:00",62.618]
["20121222:2300",{"v":16.5,"d":"16.50"},41.27,117,96.53,94,271.65,1.75,96,97709,{"$f":"'Phoenix TMY 3'!$D$5","v":2019},"12","22","23","12/22/2019 23:00","2019-12-22T16:00:00",61.7]
["20121223:0000",14.94,46.37,16,{"v":0,"d":"0.00"},16,271.82,1.86,91,97735,{"$f":"'Phoenix TMY 3'!$D$5","v":2019},"12","23","00","12/23/2019 00:00","2019-12-22T17:00:00",58.891999999999996]
["20121223:0100",13.38,51.46,0,{"v":0,"d":"0.00"},0,271.98,1.96,86,97761,{"$f":"'Phoenix TMY 3'!$D$5","v":2019},"12","23","01","12/23/2019 01:00","2019-12-22T18:00:00",56.084]
["20121223:0200",11.82,56.56,0,{"v":0,"d":"0.00"},0,272.15,2.07,81,97786,{"$f":"'Phoenix TMY 3'!$D$5","v":2019},"12","23","02","12/23/2019 02:00","2019-12-22T19:00:00",53.275999999999996]
["20121223:0300",11.01,59.91,0,{"v":0,"d":"0.00"},0,277.13,2.13,83,97783,{"$f":"'Phoenix TMY 3'!$D$5","v":2019},"12","23","03","12/23/2019 03:00","2019-12-22T20:00:00",51.818]
["20121223:0400",10.19,63.27,0,{"v":0,"d":"0.00"},0,282.12,2.19,85,97780,{"$f":"'Phoenix TMY 3'!$D$5","v":2019},"12","23","04","12/23/2019 04:00","2019-12-22T21:00:00",50.342]
["20121223:0500",9.38,66.62,0,{"v":0,"d":"0.00"},0,{"v":287.1,"d":"287.10"},2.25,86,97777,{"$f":"'Phoenix TMY 3'!$D$5","v":2019},"12","23","05","12/23/2019 05:00","2019-12-22T22:00:00",48.884]
["20121223:0600",9.03,68.12,0,{"v":0,"d":"0.00"},0,294.05,2.13,90,97770,{"$f":"'Phoenix TMY 3'!$D$5","v":2019},"12","23","06","12/23/2019 06:00","2019-12-22T23:00:00",48.254]
["20121223:0700",8.69,69.61,0,{"v":0,"d":"0.00"},0,{"v":301,"d":"301.00"},2.02,93,97764,{"$f":"'Phoenix TMY 3'!$D$5","v":2019},"12","23","07","12/23/2019 07:00","2019-12-23",47.641999999999996]
["20121223:0800",8.35,71.11,0,{"v":0,"d":"0.00"},0,307.95,{"v":1.9,"d":"1.90"},96,97757,{"$f":"'Phoenix TMY 3'!$D$5","v":2019},"12","23","08","12/23/2019 08:00","2019-12-23T01:00:00",47.03]
["20121223:0900",8.15,70.49,0,{"v":0,"d":"0.00"},0,309.37,1.62,98,97761,{"$f":"'Phoenix TMY 3'!$D$5","v":2019},"12","23","09","12/23/2019 09:00","2019-12-23T02:00:00",46.67]
["20121223:1000",7.95,69.87,0,{"v":0,"d":"0.00"},0,310.78,1.34,100,97764,{"$f":"'Phoenix TMY 3'!$D$5","v":2019},"12","23","10","12/23/2019 10:00","2019-12-23T03:00:00",46.31]
["20121223:1100",7.75,69.25,0,{"v":0,"d":"0.00"},0,{"v":312.2,"d":"312.20"},1.06,103,97767,{"$f":"'Phoenix TMY 3'!$D$5","v":2019},"12","23","11","12/23/2019 11:00","2019-12-23T04:00:00",45.95]
["20121223:1200",7.74,70.34,0,{"v":0,"d":"0.00"},0,311.97,1.23,105,97780,{"$f":"'Phoenix TMY 3'!$D$5","v":2019},"12","23","12","12/23/2019 12:00","2019-12-23T05:00:00",45.932]
["20121223:1300",7.74,71.43,0,{"v":0,"d":"0.00"},0,311.73,1.39,108,97793,{"$f":"'Phoenix TMY 3'!$D$5","v":2019},"12","23","13","12/23/2019 13:00","2019-12-23T06:00:00",45.932]
["20121223:1400",7.73,72.52,0,{"v":0,"d":"0.00"},0,{"v":311.5,"d":"311.50"},1.56,111,97805,{"$f":"'Phoenix TMY 3'!$D$5","v":2019},"12","23","14","12/23/2019 14:00","2019-12-23T07:00:00",45.914]
["20121223:1500",{"v":10.2,"d":"10.20"},62.29,60,412.88,26,302.68,1.64,127,97847,{"$f":"'Phoenix TMY 3'!$D$5","v":2019},"12","23","15","12/23/2019 15:00","2019-12-23T08:00:00",50.36]
["20121223:1600",12.66,52.05,237,731.63,51,293.87,1.72,143,97889,{"$f":"'Phoenix TMY 3'!$D$5","v":2019},"12","23","16","12/23/2019 16:00","2019-12-23T09:00:00",54.788]
["20121223:1700",15.13,41.82,400,853.12,64,285.05,1.81,160,97930,{"$f":"'Phoenix TMY 3'!$D$5","v":2019},"12","23","17","12/23/2019 17:00","2019-12-23T10:00:00",59.234]
["20121223:1800",16.42,37.94,518,{"v":909.1,"d":"909.10"},71,282.32,1.67,173,97860,{"$f":"'Phoenix TMY 3'!$D$5","v":2019},"12","23","18","12/23/2019 18:00","2019-12-23T11:00:00",61.556000000000004]
["20121223:1900",17.71,34.06,579,931.44,75,279.58,1.53,186,97789,{"$f":"'Phoenix TMY 3'!$D$5","v":2019},"12","23","19","12/23/2019 19:00","2019-12-23T12:00:00",63.878]
["20121223:2000",18.99,30.18,576,931.88,74,276.85,1.39,199,97719,{"$f":"'Phoenix TMY 3'!$D$5","v":2019},"12","23","20","12/23/2019 20:00","2019-12-23T13:00:00",66.18199999999999]
["20121223:2100",18.43,37.51,400,464.26,175,274.75,1.76,209,97706,{"$f":"'Phoenix TMY 3'!$D$5","v":2019},"12","23","21","12/23/2019 21:00","2019-12-23T14:00:00",65.174]
["20121223:2200",17.86,44.84,386,844.16,63,272.65,2.12,219,97693,{"$f":"'Phoenix TMY 3'!$D$5","v":2019},"12","23","22","12/23/2019 22:00","2019-12-23T15:00:00",64.148]
["20121223:2300",17.29,52.17,220,{"v":709.5,"d":"709.50"},50,270.55,2.48,228,97680,{"$f":"'Phoenix TMY 3'!$D$5","v":2019},"12","23","23","12/23/2019 23:00","2019-12-23T16:00:00",63.122]
["20121224:0000",16.56,48.89,45,343.67,22,270.78,2.49,243,97722,{"$f":"'Phoenix TMY 3'!$D$5","v":2019},"12","24","00","12/24/2019 00:00","2019-12-23T17:00:00",61.808]
["20121224:0100",15.84,45.62,0,{"v":0,"d":"0.00"},0,271.02,2.49,258,97764,{"$f":"'Phoenix TMY 3'!$D$5","v":2019},"12","24","01","12/24/2019 01:00","2019-12-23T18:00:00",60.512]
["20121224:0200",15.11,42.34,0,{"v":0,"d":"0.00"},0,271.25,{"v":2.5,"d":"2.50"},273,97805,{"$f":"'Phoenix TMY 3'!$D$5","v":2019},"12","24","02","12/24/2019 02:00","2019-12-23T19:00:00",59.198]
["20121224:0300",14.05,44.56,0,{"v":0,"d":"0.00"},0,{"v":270.2,"d":"270.20"},2.05,229,97828,{"$f":"'Phoenix TMY 3'!$D$5","v":2019},"12","24","03","12/24/2019 03:00","2019-12-23T20:00:00",57.290000000000006]
["20121224:0400",12.99,46.77,0,{"v":0,"d":"0.00"},0,269.15,{"v":1.6,"d":"1.60"},186,97850,{"$f":"'Phoenix TMY 3'!$D$5","v":2019},"12","24","04","12/24/2019 04:00","2019-12-23T21:00:00",55.382000000000005]
["20121224:0500",11.93,48.99,0,{"v":0,"d":"0.00"},0,{"v":268.1,"d":"268.10"},1.14,142,97873,{"$f":"'Phoenix TMY 3'!$D$5","v":2019},"12","24","05","12/24/2019 05:00","2019-12-23T22:00:00",53.474000000000004]
["20121224:0600",10.85,53.66,0,{"v":0,"d":"0.00"},0,{"v":267.6,"d":"267.60"},1.42,134,97873,{"$f":"'Phoenix TMY 3'!$D$5","v":2019},"12","24","06","12/24/2019 06:00","2019-12-23T23:00:00",51.53]
["20121224:0700",9.78,58.33,0,{"v":0,"d":"0.00"},0,{"v":267.1,"d":"267.10"},{"v":1.7,"d":"1.70"},126,97873,{"$f":"'Phoenix TMY 3'!$D$5","v":2019},"12","24","07","12/24/2019 07:00","2019-12-24",49.604]
["20121224:0800",8.71,{"v":63,"d":"63.00"},0,{"v":0,"d":"0.00"},0,{"v":266.6,"d":"266.60"},1.97,118,97873,{"$f":"'Phoenix TMY 3'!$D$5","v":2019},"12","24","08","12/24/2019 08:00",{"$f":"(DATEVALUE(O8594)+TIMEVALUE(O8594))+($P$16/24)","v":"2019-12-24T01:00:00"},47.678000000000004]
["20121224:0900",8.03,{"v":68.5,"d":"68.50"},0,{"v":0,"d":"0.00"},0,265.03,1.69,108,97869,{"$f":"'Phoenix TMY 3'!$D$5","v":2019},{"$f":"MID(A8595,5,2)","v":"12"},{"$f":"MID(A8595,7,2)","v":"24"},{"$f":"MID(A8595,10,2)","v":"09"},{"$f":"L8595&\"/\"&M8595&\"/\"&K8595&\" \"&N8595&\":00\"","v":"12/24/2019 09:00"},"2019-12-24T02:00:00",{"$f":"((9/5)*B8595)+32","v":46.454}]
["20121224:1000",7.35,73.99,0,{"v":0,"d":"0.00"},0,263.47,{"v":1.4,"d":"1.40"},99,97866,{"$f":"'Phoenix TMY 3'!$D$5","v":2019},"12","24","10","12/24/2019 10:00","2019-12-24T03:00:00",45.230000000000004]
["20121224:1100",6.67,79.49,0,{"v":0,"d":"0.00"},0,{"v":261.9,"d":"261.90"},1.12,89,97863,{"$f":"'Phoenix TMY 3'!$D$5","v":2019},"12","24","11","12/24/2019 11:00","2019-12-24T04:00:00",44.006]
["20121224:1200",5.94,81.44,0,{"v":0,"d":"0.00"},0,{"v":258.8,"d":"258.80"},1.22,90,97917,{"$f":"'Phoenix TMY 3'!$D$5","v":2019},"12","24","12","12/24/2019 12:00","2019-12-24T05:00:00",42.692]
["20121224:1300",{"v":5.2,"d":"5.20"},83.39,0,{"v":0,"d":"0.00"},0,{"v":255.7,"d":"255.70"},1.33,92,97972,{"$f":"'Phoenix TMY 3'!$D$5","v":2019},"12","24","13","12/24/2019 13:00","2019-12-24T06:00:00",41.36]
["20121224:1400",4.47,85.34,0,{"v":0,"d":"0.00"},0,{"v":252.6,"d":"252.60"},1.43,93,98026,{"$f":"'Phoenix TMY 3'!$D$5","v":2019},"12","24","14","12/24/2019 14:00","2019-12-24T07:00:00",40.046]
["20121224:1500",7.36,72.44,61,431.79,26,{"v":255.3,"d":"255.30"},{"v":1.2,"d":"1.20"},100,98026,{"$f":"'Phoenix TMY 3'!$D$5","v":2019},"12","24","15","12/24/2019 15:00","2019-12-24T08:00:00",45.248000000000005]
["20121224:1600",10.25,59.54,242,{"v":750.5,"d":"750.50"},52,{"v":258,"d":"258.00"},0.97,107,98026,{"$f":"'Phoenix TMY 3'!$D$5","v":2019},"12","24","16","12/24/2019 16:00","2019-12-24T09:00:00",50.45]
["20121224:1700",13.14,46.64,409,875.11,65,{"v":260.7,"d":"260.70"},0.74,114,98026,{"$f":"'Phoenix TMY 3'!$D$5","v":2019},"12","24","17","12/24/2019 17:00","2019-12-24T10:00:00",55.652]
["20121224:1800",14.51,41.92,530,932.21,72,262.62,0.63,158,97953,{"$f":"'Phoenix TMY 3'!$D$5","v":2019},"12","24","18","12/24/2019 18:00","2019-12-24T11:00:00",58.117999999999995]
["20121224:1900",15.87,37.21,592,955.44,75,264.53,0.51,202,97879,{"$f":"'Phoenix TMY 3'!$D$5","v":2019},"12","24","19","12/24/2019 19:00","2019-12-24T12:00:00",60.566]
["20121224:2000",17.23,32.49,590,955.27,75,266.45,{"v":0.4,"d":"0.40"},245,97805,{"$f":"'Phoenix TMY 3'!$D$5","v":2019},"12","24","20","12/24/2019 20:00","2019-12-24T13:00:00",63.014]
["20121224:2100",16.83,39.22,522,929.03,71,264.73,{"v":0.7,"d":"0.70"},262,97783,{"$f":"'Phoenix TMY 3'!$D$5","v":2019},"12","24","21","12/24/2019 21:00","2019-12-24T14:00:00",62.294]
["20121224:2200",16.42,45.96,304,{"v":458.6,"d":"458.60"},128,263.02,{"v":1,"d":"1.00"},278,97761,{"$f":"'Phoenix TMY 3'!$D$5","v":2019},"12","24","22","12/24/2019 22:00","2019-12-24T15:00:00",61.556000000000004]
["20121224:2300",16.02,52.69,173,402.44,76,{"v":261.3,"d":"261.30"},{"v":1.3,"d":"1.30"},294,97738,{"$f":"'Phoenix TMY 3'!$D$5","v":2019},"12","24","23","12/24/2019 23:00","2019-12-24T16:00:00",60.836]
["20121225:0000",14.74,53.94,26,29.15,24,260.02,1.51,298,97725,{"$f":"'Phoenix TMY 3'!$D$5","v":2019},"12","25","00","12/25/2019 00:00","2019-12-24T17:00:00",58.532]
["20121225:0100",13.47,{"v":55.2,"d":"55.20"},0,{"v":0,"d":"0.00"},0,258.73,1.73,302,97713,{"$f":"'Phoenix TMY 3'!$D$5","v":2019},"12","25","01","12/25/2019 01:00","2019-12-24T18:00:00",56.246]
["20121225:0200",12.19,56.45,0,{"v":0,"d":"0.00"},0,257.45,1.94,306,97700,{"$f":"'Phoenix TMY 3'!$D$5","v":2019},"12","25","02","12/25/2019 02:00","2019-12-24T19:00:00",53.942]
["20121225:0300",11.77,59.52,0,{"v":0,"d":"0.00"},0,256.88,1.74,304,97722,{"$f":"'Phoenix TMY 3'!$D$5","v":2019},"12","25","03","12/25/2019 03:00","2019-12-24T20:00:00",53.186]
["20121225:0400",11.36,62.59,0,{"v":0,"d":"0.00"},0,256.32,1.53,303,97745,{"$f":"'Phoenix TMY 3'!$D$5","v":2019},"12","25","04","12/25/2019 04:00","2019-12-24T21:00:00",52.448]
["20121225:0500",10.94,65.66,0,{"v":0,"d":"0.00"},0,255.75,1.32,301,97767,{"$f":"'Phoenix TMY 3'!$D$5","v":2019},"12","25","05","12/25/2019 05:00","2019-12-24T22:00:00",51.692]
["20121225:0600",{"v":10.5,"d":"10.50"},68.48,0,{"v":0,"d":"0.00"},0,259.85,{"v":1.1,"d":"1.10"},344,97738,{"$f":"'Phoenix TMY 3'!$D$5","v":2019},"12","25","06","12/25/2019 06:00","2019-12-24T23:00:00",50.900000000000006]
["20121225:0700",10.06,{"v":71.3,"d":"71.30"},0,{"v":0,"d":"0.00"},0,263.95,0.88,26,97709,{"$f":"'Phoenix TMY 3'!$D$5","v":2019},"12","25","07","12/25/2019 07:00","2019-12-25",50.108000000000004]
["20121225:0800",9.62,74.12,0,{"v":0,"d":"0.00"},0,268.05,0.66,68,97680,{"$f":"'Phoenix TMY 3'!$D$5","v":2019},"12","25","08","12/25/2019 08:00","2019-12-25T01:00:00",49.316]
["20121225:0900",9.26,76.96,0,{"v":0,"d":"0.00"},0,267.85,0.66,99,97664,{"$f":"'Phoenix TMY 3'!$D$5","v":2019},"12","25","09","12/25/2019 09:00","2019-12-25T02:00:00",48.668]
["20121225:1000",8.89,79.79,0,{"v":0,"d":"0.00"},0,267.65,0.65,129,97648,{"$f":"'Phoenix TMY 3'!$D$5","v":2019},"12","25","10","12/25/2019 10:00","2019-12-25T03:00:00",48.002]
["20121225:1100",8.53,82.63,0,{"v":0,"d":"0.00"},0,267.45,0.65,160,97632,{"$f":"'Phoenix TMY 3'!$D$5","v":2019},"12","25","11","12/25/2019 11:00","2019-12-25T04:00:00",47.354]
["20121225:1200",8.26,79.97,0,{"v":0,"d":"0.00"},0,271.07,0.86,174,97664,{"$f":"'Phoenix TMY 3'!$D$5","v":2019},"12","25","12","12/25/2019 12:00","2019-12-25T05:00:00",46.868]
["20121225:1300",7.99,77.31,0,{"v":0,"d":"0.00"},0,274.68,1.06,187,97697,{"$f":"'Phoenix TMY 3'!$D$5","v":2019},"12","25","13","12/25/2019 13:00","2019-12-25T06:00:00",46.382000000000005]
["20121225:1400",7.72,74.65,0,{"v":0,"d":"0.00"},0,{"v":278.3,"d":"278.30"},1.27,201,97729,{"$f":"'Phoenix TMY 3'!$D$5","v":2019},"12","25","14","12/25/2019 14:00","2019-12-25T07:00:00",45.896]
["20121225:1500",9.37,69.93,24,{"v":0,"d":"0.00"},24,279.32,1.45,208,97729,{"$f":"'Phoenix TMY 3'!$D$5","v":2019},"12","25","15","12/25/2019 15:00","2019-12-25T08:00:00",48.866]
["20121225:1600",11.02,65.21,231,713.72,51,280.33,1.63,215,97729,{"$f":"'Phoenix TMY 3'!$D$5","v":2019},"12","25","16","12/25/2019 16:00","2019-12-25T09:00:00",51.836]
["20121225:1700",12.67,60.49,393,838.34,64,281.35,1.81,222,97729,{"$f":"'Phoenix TMY 3'!$D$5","v":2019},"12","25","17","12/25/2019 17:00","2019-12-25T10:00:00",54.806]
["20121225:1800",13.89,59.18,512,898.12,71,278.25,2.01,232,97616,{"$f":"'Phoenix TMY 3'!$D$5","v":2019},"12","25","18","12/25/2019 18:00","2019-12-25T11:00:00",57.002]
["20121225:1900",{"v":15.1,"d":"15.10"},57.87,573,921.96,74,275.15,2.21,243,97504,{"$f":"'Phoenix TMY 3'!$D$5","v":2019},"12","25","19","12/25/2019 19:00","2019-12-25T12:00:00",59.18]
["20121225:2000",16.31,56.56,570,919.12,74,272.05,2.41,254,97392,{"$f":"'Phoenix TMY 3'!$D$5","v":2019},"12","25","20","12/25/2019 20:00","2019-12-25T13:00:00",61.358]
["20121225:2100",16.19,61.25,504,892.32,70,273.63,2.51,261,97364,{"$f":"'Phoenix TMY 3'!$D$5","v":2019},"12","25","21","12/25/2019 21:00","2019-12-25T14:00:00",61.142]
["20121225:2200",16.06,65.95,382,{"v":828.5,"d":"828.50"},63,275.22,2.62,268,97335,{"$f":"'Phoenix TMY 3'!$D$5","v":2019},"12","25","22","12/25/2019 22:00","2019-12-25T15:00:00",60.908]
["20121225:2300",15.93,70.64,219,{"v":700.9,"d":"700.90"},49,{"v":276.8,"d":"276.80"},2.72,275,97306,{"$f":"'Phoenix TMY 3'!$D$5","v":2019},"12","25","23","12/25/2019 23:00","2019-12-25T16:00:00",60.674]
["20121226:0000",{"v":15.3,"d":"15.30"},72.74,47,340.98,23,278.82,2.92,278,97319,{"$f":"'Phoenix TMY 3'!$D$5","v":2019},"12","26","00","12/26/2019 00:00","2019-12-25T17:00:00",59.540000000000006]
["20121226:0100",14.67,74.84,0,{"v":0,"d":"0.00"},0,280.83,3.13,282,97331,{"$f":"'Phoenix TMY 3'!$D$5","v":2019},"12","26","01","12/26/2019 01:00","2019-12-25T18:00:00",58.406]
["20121226:0200",14.04,76.94,0,{"v":0,"d":"0.00"},0,282.85,3.34,286,97344,{"$f":"'Phoenix TMY 3'!$D$5","v":2019},"12","26","02","12/26/2019 02:00","2019-12-25T19:00:00",57.272]
["20121226:0300",13.24,76.56,0,{"v":0,"d":"0.00"},0,280.28,3.26,285,97405,{"$f":"'Phoenix TMY 3'!$D$5","v":2019},"12","26","03","12/26/2019 03:00","2019-12-25T20:00:00",55.832]
["20121226:0400",12.44,76.18,0,{"v":0,"d":"0.00"},0,277.72,3.18,284,97466,{"$f":"'Phoenix TMY 3'!$D$5","v":2019},"12","26","04","12/26/2019 04:00","2019-12-25T21:00:00",54.391999999999996]
["20121226:0500",11.64,{"v":75.8,"d":"75.80"},0,{"v":0,"d":"0.00"},0,275.15,{"v":3.1,"d":"3.10"},282,97527,{"$f":"'Phoenix TMY 3'!$D$5","v":2019},"12","26","05","12/26/2019 05:00","2019-12-25T22:00:00",52.952]
["20121226:0600",10.78,71.21,0,{"v":0,"d":"0.00"},0,273.18,2.97,286,97604,{"$f":"'Phoenix TMY 3'!$D$5","v":2019},"12","26","06","12/26/2019 06:00","2019-12-25T23:00:00",51.403999999999996]
["20121226:0700",9.93,66.63,0,{"v":0,"d":"0.00"},0,271.22,2.83,290,97680,{"$f":"'Phoenix TMY 3'!$D$5","v":2019},"12","26","07","12/26/2019 07:00","2019-12-26",49.873999999999995]
["20121226:0800",9.08,62.04,0,{"v":0,"d":"0.00"},0,269.25,2.69,294,97757,{"$f":"'Phoenix TMY 3'!$D$5","v":2019},"12","26","08","12/26/2019 08:00","2019-12-26T01:00:00",48.344]
["20121226:0900",8.21,60.73,0,{"v":0,"d":"0.00"},0,265.38,3.03,312,97793,{"$f":"'Phoenix TMY 3'!$D$5","v":2019},"12","26","09","12/26/2019 09:00","2019-12-26T02:00:00",46.778000000000006]
["20121226:1000",7.35,59.42,0,{"v":0,"d":"0.00"},0,261.52,3.37,331,97828,{"$f":"'Phoenix TMY 3'!$D$5","v":2019},"12","26","10","12/26/2019 10:00","2019-12-26T03:00:00",45.230000000000004]
["20121226:1100",6.48,58.11,0,{"v":0,"d":"0.00"},0,257.65,3.71,350,97863,{"$f":"'Phoenix TMY 3'!$D$5","v":2019},"12","26","11","12/26/2019 11:00","2019-12-26T04:00:00",43.664]
["20121226:1200",6.26,56.19,0,{"v":0,"d":"0.00"},0,255.67,3.28,7,97892,{"$f":"'Phoenix TMY 3'!$D$5","v":2019},"12","26","12","12/26/2019 12:00","2019-12-26T05:00:00",43.268]
["20121226:1300",6.05,54.27,0,{"v":0,"d":"0.00"},0,253.68,2.85,25,97921,{"$f":"'Phoenix TMY 3'!$D$5","v":2019},"12","26","13","12/26/2019 13:00","2019-12-26T06:00:00",42.89]
["20121226:1400",5.83,52.35,0,{"v":0,"d":"0.00"},0,{"v":251.7,"d":"251.70"},2.41,42,97949,{"$f":"'Phoenix TMY 3'!$D$5","v":2019},"12","26","14","12/26/2019 14:00","2019-12-26T07:00:00",42.494]
["20121226:1500",7.28,{"v":46.4,"d":"46.40"},16,{"v":0,"d":"0.00"},16,254.33,2.81,45,97981,{"$f":"'Phoenix TMY 3'!$D$5","v":2019},"12","26","15","12/26/2019 15:00","2019-12-26T08:00:00",45.104]
["20121226:1600",8.73,40.46,82,{"v":0,"d":"0.00"},82,256.97,3.21,49,98013,{"$f":"'Phoenix TMY 3'!$D$5","v":2019},"12","26","16","12/26/2019 16:00","2019-12-26T09:00:00",47.714]
["20121226:1700",10.18,34.51,223,135.24,170,{"v":259.6,"d":"259.60"},3.61,52,98046,{"$f":"'Phoenix TMY 3'!$D$5","v":2019},"12","26","17","12/26/2019 17:00","2019-12-26T10:00:00",50.324]
["20121226:1800",{"v":11.3,"d":"11.30"},31.48,329,220.02,221,264.32,3.24,54,97943,{"$f":"'Phoenix TMY 3'!$D$5","v":2019},"12","26","18","12/26/2019 18:00","2019-12-26T11:00:00",52.34]
["20121226:1900",12.42,28.45,305,101.57,250,269.03,2.87,57,97841,{"$f":"'Phoenix TMY 3'!$D$5","v":2019},"12","26","19","12/26/2019 19:00","2019-12-26T12:00:00",54.356]
["20121226:2000",13.53,25.42,405,310.94,237,273.75,{"v":2.5,"d":"2.50"},59,97738,{"$f":"'Phoenix TMY 3'!$D$5","v":2019},"12","26","20","12/26/2019 20:00","2019-12-26T13:00:00",56.354]
["20121226:2100",{"v":13.3,"d":"13.30"},30.58,358,309.81,207,274.52,1.97,56,97700,{"$f":"'Phoenix TMY 3'!$D$5","v":2019},"12","26","21","12/26/2019 21:00","2019-12-26T14:00:00",55.94]
["20121226:2200",13.07,35.73,267,287.28,156,275.28,1.45,53,97661,{"$f":"'Phoenix TMY 3'!$D$5","v":2019},"12","26","22","12/26/2019 22:00","2019-12-26T15:00:00",55.525999999999996]
["20121226:2300",12.84,40.89,142,{"v":192.5,"d":"192.50"},95,276.05,0.92,50,97623,{"$f":"'Phoenix TMY 3'!$D$5","v":2019},"12","26","23","12/26/2019 23:00","2019-12-26T16:00:00",55.112]
["20121227:0000",12.04,43.51,29,55.37,25,276.65,{"v":1.4,"d":"1.40"},49,97642,{"$f":"'Phoenix TMY 3'!$D$5","v":2019},"12","27","00","12/27/2019 00:00",{"$f":"(DATEVALUE(O8658)+TIMEVALUE(O8658))+($P$16/24)","v":"2019-12-26T17:00:00"},53.672]
["20121227:0100",11.24,46.12,0,{"v":0,"d":"0.00"},0,277.25,1.88,48,97661,{"$f":"'Phoenix TMY 3'!$D$5","v":2019},{"$f":"MID(A8659,5,2)","v":"12"},{"$f":"MID(A8659,7,2)","v":"27"},{"$f":"MID(A8659,10,2)","v":"01"},{"$f":"L8659&\"/\"&M8659&\"/\"&K8659&\" \"&N8659&\":00\"","v":"12/27/2019 01:00"},"2019-12-26T18:00:00",{"$f":"((9/5)*B8659)+32","v":52.232}]
["20121227:0200",10.43,48.74,0,{"v":0,"d":"0.00"},0,277.85,2.36,48,97680,{"$f":"'Phoenix TMY 3'!$D$5","v":2019},"12","27","02","12/27/2019 02:00","2019-12-26T19:00:00",50.774]
["20121227:0300",9.65,54.84,0,{"v":0,"d":"0.00"},0,276.38,2.14,52,97680,{"$f":"'Phoenix TMY 3'!$D$5","v":2019},"12","27","03","12/27/2019 03:00","2019-12-26T20:00:00",49.370000000000005]
["20121227:0400",8.86,60.94,0,{"v":0,"d":"0.00"},0,274.92,1.92,56,97680,{"$f":"'Phoenix TMY 3'!$D$5","v":2019},"12","27","04","12/27/2019 04:00","2019-12-26T21:00:00",47.948]
["20121227:0500",8.08,67.04,0,{"v":0,"d":"0.00"},0,273.45,{"v":1.7,"d":"1.70"},60,97680,{"$f":"'Phoenix TMY 3'!$D$5","v":2019},"12","27","05","12/27/2019 05:00","2019-12-26T22:00:00",46.544]
["20121227:0600",7.54,68.23,0,{"v":0,"d":"0.00"},0,275.27,1.42,66,97636,{"$f":"'Phoenix TMY 3'!$D$5","v":2019},"12","27","06","12/27/2019 06:00","2019-12-26T23:00:00",45.572]
["20121227:0700",{"v":7,"d":"7.00"},69.43,0,{"v":0,"d":"0.00"},0,277.08,1.14,71,97591,{"$f":"'Phoenix TMY 3'!$D$5","v":2019},"12","27","07","12/27/2019 07:00","2019-12-27",44.6]
["20121227:0800",6.47,70.62,0,{"v":0,"d":"0.00"},0,{"v":278.9,"d":"278.90"},0.86,76,97546,{"$f":"'Phoenix TMY 3'!$D$5","v":2019},"12","27","08","12/27/2019 08:00","2019-12-27T01:00:00",43.646]
["20121227:0900",5.75,71.86,0,{"v":0,"d":"0.00"},0,274.88,0.78,79,97504,{"$f":"'Phoenix TMY 3'!$D$5","v":2019},"12","27","09","12/27/2019 09:00","2019-12-27T02:00:00",42.35]
["20121227:1000",5.02,73.11,0,{"v":0,"d":"0.00"},0,270.87,{"v":0.7,"d":"0.70"},81,97463,{"$f":"'Phoenix TMY 3'!$D$5","v":2019},"12","27","10","12/27/2019 10:00","2019-12-27T03:00:00",41.036]
["20121227:1100",{"v":4.3,"d":"4.30"},74.35,0,{"v":0,"d":"0.00"},0,266.85,0.62,83,97421,{"$f":"'Phoenix TMY 3'!$D$5","v":2019},"12","27","11","12/27/2019 11:00","2019-12-27T04:00:00",39.74]
["20121227:1200",4.06,73.48,0,{"v":0,"d":"0.00"},0,264.02,0.76,90,97424,{"$f":"'Phoenix TMY 3'!$D$5","v":2019},"12","27","12","12/27/2019 12:00","2019-12-27T05:00:00",39.308]
["20121227:1300",3.81,72.62,0,{"v":0,"d":"0.00"},0,261.18,{"v":0.9,"d":"0.90"},97,97428,{"$f":"'Phoenix TMY 3'!$D$5","v":2019},"12","27","13","12/27/2019 13:00","2019-12-27T06:00:00",38.858000000000004]
["20121227:1400",3.57,71.75,0,{"v":0,"d":"0.00"},0,258.35,1.03,104,97431,{"$f":"'Phoenix TMY 3'!$D$5","v":2019},"12","27","14","12/27/2019 14:00","2019-12-27T07:00:00",38.426]
["20121227:1500",6.25,58.95,25,{"v":0,"d":"0.00"},25,257.35,1.22,128,97431,{"$f":"'Phoenix TMY 3'!$D$5","v":2019},"12","27","15","12/27/2019 15:00","2019-12-27T08:00:00",43.25]
["20121227:1600",8.92,46.15,45,{"v":0,"d":"0.00"},45,256.35,1.41,153,97431,{"$f":"'Phoenix TMY 3'!$D$5","v":2019},"12","27","16","12/27/2019 16:00","2019-12-27T09:00:00",48.056]
["20121227:1700",{"v":11.6,"d":"11.60"},33.35,252,219.69,166,255.35,{"v":1.6,"d":"1.60"},178,97431,{"$f":"'Phoenix TMY 3'!$D$5","v":2019},"12","27","17","12/27/2019 17:00","2019-12-27T10:00:00",52.879999999999995]
["20121227:1800",12.89,30.51,361,{"v":309.7,"d":"309.70"},209,254.83,1.79,199,97338,{"$f":"'Phoenix TMY 3'!$D$5","v":2019},"12","27","18","12/27/2019 18:00","2019-12-27T11:00:00",55.202]
["20121227:1900",14.18,27.68,394,276.85,244,254.32,1.99,221,97245,{"$f":"'Phoenix TMY 3'!$D$5","v":2019},"12","27","19","12/27/2019 19:00","2019-12-27T12:00:00",57.524]
["20121227:2000",15.47,24.84,421,354.87,229,{"v":253.8,"d":"253.80"},2.18,242,97152,{"$f":"'Phoenix TMY 3'!$D$5","v":2019},"12","27","20","12/27/2019 20:00","2019-12-27T13:00:00",59.846000000000004]
["20121227:2100",15.15,29.95,383,386.88,194,{"v":252.5,"d":"252.50"},2.11,246,97117,{"$f":"'Phoenix TMY 3'!$D$5","v":2019},"12","27","21","12/27/2019 21:00","2019-12-27T14:00:00",59.269999999999996]
["20121227:2200",14.82,35.07,397,{"v":858.6,"d":"858.60"},64,{"v":251.2,"d":"251.20"},2.03,250,97082,{"$f":"'Phoenix TMY 3'!$D$5","v":2019},"12","27","22","12/27/2019 22:00","2019-12-27T15:00:00",58.676]
["20121227:2300",14.49,40.18,230,732.14,50,{"v":249.9,"d":"249.90"},1.96,254,97047,{"$f":"'Phoenix TMY 3'!$D$5","v":2019},"12","27","23","12/27/2019 23:00","2019-12-27T16:00:00",58.082]
["20121228:0000",13.37,{"v":46.4,"d":"46.40"},52,{"v":377.5,"d":"377.50"},24,249.28,2.23,262,97107,{"$f":"'Phoenix TMY 3'!$D$5","v":2019},"12","28","00","12/28/2019 00:00","2019-12-27T17:00:00",56.066]
["20121228:0100",12.25,52.61,0,{"v":0,"d":"0.00"},0,248.67,{"v":2.5,"d":"2.50"},269,97168,{"$f":"'Phoenix TMY 3'!$D$5","v":2019},"12","28","01","12/28/2019 01:00","2019-12-27T18:00:00",54.05]
["20121228:0200",11.12,58.83,0,{"v":0,"d":"0.00"},0,248.05,2.77,276,97229,{"$f":"'Phoenix TMY 3'!$D$5","v":2019},"12","28","02","12/28/2019 02:00","2019-12-27T19:00:00",52.016]
["20121228:0300",10.35,63.67,0,{"v":0,"d":"0.00"},0,{"v":249.8,"d":"249.80"},2.52,279,97261,{"$f":"'Phoenix TMY 3'!$D$5","v":2019},"12","28","03","12/28/2019 03:00","2019-12-27T20:00:00",50.629999999999995]
["20121228:0400",9.59,68.52,0,{"v":0,"d":"0.00"},0,251.55,2.27,281,97293,{"$f":"'Phoenix TMY 3'!$D$5","v":2019},"12","28","04","12/28/2019 04:00","2019-12-27T21:00:00",49.262]
["20121228:0500",8.82,73.36,0,{"v":0,"d":"0.00"},0,{"v":253.3,"d":"253.30"},2.01,284,97325,{"$f":"'Phoenix TMY 3'!$D$5","v":2019},"12","28","05","12/28/2019 05:00","2019-12-27T22:00:00",47.876000000000005]
["20121228:0600",8.61,74.01,0,{"v":0,"d":"0.00"},0,254.85,1.44,278,97335,{"$f":"'Phoenix TMY 3'!$D$5","v":2019},"12","28","06","12/28/2019 06:00","2019-12-27T23:00:00",47.498]
["20121228:0700",{"v":8.4,"d":"8.40"},74.66,0,{"v":0,"d":"0.00"},0,{"v":256.4,"d":"256.40"},0.86,273,97344,{"$f":"'Phoenix TMY 3'!$D$5","v":2019},"12","28","07","12/28/2019 07:00","2019-12-28",47.120000000000005]
["20121228:0800",{"v":8.2,"d":"8.20"},75.31,0,{"v":0,"d":"0.00"},0,257.95,0.29,267,97354,{"$f":"'Phoenix TMY 3'!$D$5","v":2019},"12","28","08","12/28/2019 08:00","2019-12-28T01:00:00",46.76]
["20121228:0900",{"v":7.7,"d":"7.70"},76.67,0,{"v":0,"d":"0.00"},0,257.95,0.58,230,97341,{"$f":"'Phoenix TMY 3'!$D$5","v":2019},"12","28","09","12/28/2019 09:00","2019-12-28T02:00:00",45.86]
["20121228:1000",7.21,78.02,0,{"v":0,"d":"0.00"},0,257.95,0.87,194,97328,{"$f":"'Phoenix TMY 3'!$D$5","v":2019},"12","28","10","12/28/2019 10:00","2019-12-28T03:00:00",44.978]
["20121228:1100",6.71,79.38,0,{"v":0,"d":"0.00"},0,257.95,1.16,157,97315,{"$f":"'Phoenix TMY 3'!$D$5","v":2019},"12","28","11","12/28/2019 11:00","2019-12-28T04:00:00",44.078]
["20121228:1200",5.69,81.69,0,{"v":0,"d":"0.00"},0,253.53,1.09,167,97322,{"$f":"'Phoenix TMY 3'!$D$5","v":2019},"12","28","12","12/28/2019 12:00","2019-12-28T05:00:00",42.242000000000004]
["20121228:1300",4.66,83.99,0,{"v":0,"d":"0.00"},0,249.12,1.02,177,97328,{"$f":"'Phoenix TMY 3'!$D$5","v":2019},"12","28","13","12/28/2019 13:00","2019-12-28T06:00:00",40.388]
["20121228:1400",3.64,{"v":86.3,"d":"86.30"},0,{"v":0,"d":"0.00"},0,{"v":244.7,"d":"244.70"},0.95,187,97335,{"$f":"'Phoenix TMY 3'!$D$5","v":2019},"12","28","14","12/28/2019 14:00","2019-12-28T07:00:00",38.552]
["20121228:1500",{"v":5.7,"d":"5.70"},78.45,36,117.21,27,247.45,0.94,212,97367,{"$f":"'Phoenix TMY 3'!$D$5","v":2019},"12","28","15","12/28/2019 15:00","2019-12-28T08:00:00",42.26]
["20121228:1600",7.75,70.59,77,{"v":0,"d":"0.00"},77,{"v":250.2,"d":"250.20"},0.92,237,97399,{"$f":"'Phoenix TMY 3'!$D$5","v":2019},"12","28","16","12/28/2019 16:00","2019-12-28T09:00:00",45.95]
["20121228:1700",9.81,62.74,41,{"v":0,"d":"0.00"},41,252.95,0.91,262,97431,{"$f":"'Phoenix TMY 3'!$D$5","v":2019},"12","28","17","12/28/2019 17:00","2019-12-28T10:00:00",49.658]
["20121228:1800",10.38,58.26,176,8.15,172,259.83,1.86,267,97386,{"$f":"'Phoenix TMY 3'!$D$5","v":2019},"12","28","18","12/28/2019 18:00","2019-12-28T11:00:00",50.684]
["20121228:1900",10.95,53.79,385,254.48,247,266.72,2.81,273,97341,{"$f":"'Phoenix TMY 3'!$D$5","v":2019},"12","28","19","12/28/2019 19:00","2019-12-28T12:00:00",51.71]
["20121228:2000",11.52,49.31,582,937.43,74,{"v":273.6,"d":"273.60"},3.77,278,97296,{"$f":"'Phoenix TMY 3'!$D$5","v":2019},"12","28","20","12/28/2019 20:00","2019-12-28T13:00:00",52.736000000000004]
["20121228:2100",11.37,{"v":48.3,"d":"48.30"},518,912.69,71,270.65,2.93,283,97303,{"$f":"'Phoenix TMY 3'!$D$5","v":2019},"12","28","21","12/28/2019 21:00","2019-12-28T14:00:00",52.465999999999994]
["20121228:2200",11.22,47.28,395,850.04,64,{"v":267.7,"d":"267.70"},2.09,288,97309,{"$f":"'Phoenix TMY 3'!$D$5","v":2019},"12","28","22","12/28/2019 22:00","2019-12-28T15:00:00",52.196]
["20121228:2300",11.07,46.27,230,722.81,51,264.75,1.26,292,97315,{"$f":"'Phoenix TMY 3'!$D$5","v":2019},"12","28","23","12/28/2019 23:00","2019-12-28T16:00:00",51.926]
["20121229:0000",{"v":10.4,"d":"10.40"},52.48,53,380.66,24,265.07,1.56,295,97376,{"$f":"'Phoenix TMY 3'!$D$5","v":2019},"12","29","00","12/29/2019 00:00","2019-12-28T17:00:00",50.72]
["20121229:0100",9.73,58.69,0,{"v":0,"d":"0.00"},0,265.38,1.86,298,97437,{"$f":"'Phoenix TMY 3'!$D$5","v":2019},"12","29","01","12/29/2019 01:00","2019-12-28T18:00:00",49.514]
["20121229:0200",9.06,{"v":64.9,"d":"64.90"},0,{"v":0,"d":"0.00"},0,{"v":265.7,"d":"265.70"},2.17,300,97498,{"$f":"'Phoenix TMY 3'!$D$5","v":2019},"12","29","02","12/29/2019 02:00","2019-12-28T19:00:00",48.308]
["20121229:0300",8.65,66.22,0,{"v":0,"d":"0.00"},0,262.67,1.79,249,97556,{"$f":"'Phoenix TMY 3'!$D$5","v":2019},"12","29","03","12/29/2019 03:00","2019-12-28T20:00:00",47.57]
["20121229:0400",8.25,67.54,0,{"v":0,"d":"0.00"},0,259.63,1.42,198,97613,{"$f":"'Phoenix TMY 3'!$D$5","v":2019},"12","29","04","12/29/2019 04:00","2019-12-28T21:00:00",46.85]
["20121229:0500",7.84,68.86,0,{"v":0,"d":"0.00"},0,{"v":256.6,"d":"256.60"},1.05,147,97671,{"$f":"'Phoenix TMY 3'!$D$5","v":2019},"12","29","05","12/29/2019 05:00","2019-12-28T22:00:00",46.112]
["20121229:0600",7.06,72.01,0,{"v":0,"d":"0.00"},0,253.97,1.01,142,97722,{"$f":"'Phoenix TMY 3'!$D$5","v":2019},"12","29","06","12/29/2019 06:00","2019-12-28T23:00:00",44.708]
["20121229:0700",6.28,75.17,0,{"v":0,"d":"0.00"},0,251.33,0.97,137,97773,{"$f":"'Phoenix TMY 3'!$D$5","v":2019},"12","29","07","12/29/2019 07:00","2019-12-29",43.304]
["20121229:0800",5.51,78.32,0,{"v":0,"d":"0.00"},0,{"v":248.7,"d":"248.70"},0.92,131,97825,{"$f":"'Phoenix TMY 3'!$D$5","v":2019},"12","29","08","12/29/2019 08:00","2019-12-29T01:00:00",41.918]
["20121229:0900",4.39,81.69,0,{"v":0,"d":"0.00"},0,247.93,0.81,123,97866,{"$f":"'Phoenix TMY 3'!$D$5","v":2019},"12","29","09","12/29/2019 09:00","2019-12-29T02:00:00",39.902]
["20121229:1000",3.26,85.07,0,{"v":0,"d":"0.00"},0,247.17,{"v":0.7,"d":"0.70"},115,97908,{"$f":"'Phoenix TMY 3'!$D$5","v":2019},"12","29","10","12/29/2019 10:00","2019-12-29T03:00:00",37.868]
["20121229:1100",2.14,88.44,0,{"v":0,"d":"0.00"},0,{"v":246.4,"d":"246.40"},0.59,107,97949,{"$f":"'Phoenix TMY 3'!$D$5","v":2019},"12","29","11","12/29/2019 11:00","2019-12-29T04:00:00",35.852000000000004]
["20121229:1200",1.79,87.96,0,{"v":0,"d":"0.00"},0,246.92,0.76,101,98001,{"$f":"'Phoenix TMY 3'!$D$5","v":2019},"12","29","12","12/29/2019 12:00","2019-12-29T05:00:00",35.222]
["20121229:1300",1.44,87.47,0,{"v":0,"d":"0.00"},0,247.43,0.93,96,98052,{"$f":"'Phoenix TMY 3'!$D$5","v":2019},"12","29","13","12/29/2019 13:00","2019-12-29T06:00:00",34.592]
["20121229:1400",1.09,86.99,0,{"v":0,"d":"0.00"},0,247.95,{"v":1.1,"d":"1.10"},90,98103,{"$f":"'Phoenix TMY 3'!$D$5","v":2019},"12","29","14","12/29/2019 14:00","2019-12-29T07:00:00",33.962]
["20121229:1500",3.72,{"v":75,"d":"75.00"},56,{"v":408.2,"d":"408.20"},25,249.67,1.09,89,98151,{"$f":"'Phoenix TMY 3'!$D$5","v":2019},"12","29","15","12/29/2019 15:00","2019-12-29T08:00:00",38.696]
["20121229:1600",6.35,63.01,238,750.05,51,251.38,1.07,88,98199,{"$f":"'Phoenix TMY 3'!$D$5","v":2019},"12","29","16","12/29/2019 16:00",{"$f":"(DATEVALUE(O8722)+TIMEVALUE(O8722))+($P$16/24)","v":"2019-12-29T09:00:00"},43.43]
["20121229:1700",8.98,51.02,408,877.49,65,{"v":253.1,"d":"253.10"},1.05,87,98247,{"$f":"'Phoenix TMY 3'!$D$5","v":2019},{"$f":"MID(A8723,5,2)","v":"12"},{"$f":"MID(A8723,7,2)","v":"29"},{"$f":"MID(A8723,10,2)","v":"17"},{"$f":"L8723&\"/\"&M8723&\"/\"&K8723&\" \"&N8723&\":00\"","v":"12/29/2019 17:00"},"2019-12-29T10:00:00",{"$f":"((9/5)*B8723)+32","v":48.164}]
["20121229:1800",10.18,45.69,533,938.89,72,252.18,0.79,75,98161,{"$f":"'Phoenix TMY 3'!$D$5","v":2019},"12","29","18","12/29/2019 18:00","2019-12-29T11:00:00",50.324]
["20121229:1900",11.38,40.36,599,963.44,76,251.27,0.53,64,98074,{"$f":"'Phoenix TMY 3'!$D$5","v":2019},"12","29","19","12/29/2019 19:00","2019-12-29T12:00:00",52.484]
["20121229:2000",12.58,35.03,600,965.22,76,250.35,0.28,52,97988,{"$f":"'Phoenix TMY 3'!$D$5","v":2019},"12","29","20","12/29/2019 20:00","2019-12-29T13:00:00",54.644000000000005]
["20121229:2100",12.56,36.77,535,942.77,72,247.68,0.58,50,97969,{"$f":"'Phoenix TMY 3'!$D$5","v":2019},"12","29","21","12/29/2019 21:00","2019-12-29T14:00:00",54.608000000000004]
["20121229:2200",12.54,38.51,411,884.81,65,245.02,0.88,47,97949,{"$f":"'Phoenix TMY 3'!$D$5","v":2019},"12","29","22","12/29/2019 22:00","2019-12-29T15:00:00",54.572]
["20121229:2300",12.52,40.25,241,757.44,52,242.35,1.19,44,97930,{"$f":"'Phoenix TMY 3'!$D$5","v":2019},"12","29","23","12/29/2019 23:00","2019-12-29T16:00:00",54.536]
["20121230:0000",11.29,46.57,58,421.62,25,242.37,1.35,46,97946,{"$f":"'Phoenix TMY 3'!$D$5","v":2019},"12","30","00","12/30/2019 00:00","2019-12-29T17:00:00",52.322]
["20121230:0100",10.06,52.88,0,{"v":0,"d":"0.00"},0,242.38,1.52,48,97962,{"$f":"'Phoenix TMY 3'!$D$5","v":2019},"12","30","01","12/30/2019 01:00","2019-12-29T18:00:00",50.108000000000004]
["20121230:0200",8.82,{"v":59.2,"d":"59.20"},0,{"v":0,"d":"0.00"},0,{"v":242.4,"d":"242.40"},1.68,50,97978,{"$f":"'Phoenix TMY 3'!$D$5","v":2019},"12","30","02","12/30/2019 02:00","2019-12-29T19:00:00",47.876000000000005]
["20121230:0300",7.79,64.33,0,{"v":0,"d":"0.00"},0,242.07,2.01,55,97988,{"$f":"'Phoenix TMY 3'!$D$5","v":2019},"12","30","03","12/30/2019 03:00","2019-12-29T20:00:00",46.022]
["20121230:0400",6.77,69.46,0,{"v":0,"d":"0.00"},0,241.73,2.34,59,97997,{"$f":"'Phoenix TMY 3'!$D$5","v":2019},"12","30","04","12/30/2019 04:00","2019-12-29T21:00:00",44.186]
["20121230:0500",5.74,74.59,0,{"v":0,"d":"0.00"},0,{"v":241.4,"d":"241.40"},2.68,64,98007,{"$f":"'Phoenix TMY 3'!$D$5","v":2019},"12","30","05","12/30/2019 05:00","2019-12-29T22:00:00",42.332]
["20121230:0600",4.93,{"v":76.3,"d":"76.30"},0,{"v":0,"d":"0.00"},0,240.42,2.91,65,98007,{"$f":"'Phoenix TMY 3'!$D$5","v":2019},"12","30","06","12/30/2019 06:00","2019-12-29T23:00:00",40.874]
["20121230:0700",4.13,78.02,0,{"v":0,"d":"0.00"},0,239.43,3.14,66,98007,{"$f":"'Phoenix TMY 3'!$D$5","v":2019},"12","30","07","12/30/2019 07:00","2019-12-30",39.434]
["20121230:0800",3.33,79.73,0,{"v":0,"d":"0.00"},0,238.45,3.38,68,98007,{"$f":"'Phoenix TMY 3'!$D$5","v":2019},"12","30","08","12/30/2019 08:00","2019-12-30T01:00:00",37.994]
["20121230:0900",2.83,79.86,0,{"v":0,"d":"0.00"},0,{"v":237.4,"d":"237.40"},3.13,68,98017,{"$f":"'Phoenix TMY 3'!$D$5","v":2019},"12","30","09","12/30/2019 09:00","2019-12-30T02:00:00",37.094]
["20121230:1000",2.33,79.99,0,{"v":0,"d":"0.00"},0,236.35,2.88,68,98026,{"$f":"'Phoenix TMY 3'!$D$5","v":2019},"12","30","10","12/30/2019 10:00","2019-12-30T03:00:00",36.194]
["20121230:1100",1.83,80.12,0,{"v":0,"d":"0.00"},0,{"v":235.3,"d":"235.30"},2.63,69,98036,{"$f":"'Phoenix TMY 3'!$D$5","v":2019},"12","30","11","12/30/2019 11:00","2019-12-30T04:00:00",35.294]
["20121230:1200",1.85,77.98,0,{"v":0,"d":"0.00"},0,234.68,2.69,72,98026,{"$f":"'Phoenix TMY 3'!$D$5","v":2019},"12","30","12","12/30/2019 12:00","2019-12-30T05:00:00",35.33]
["20121230:1300",1.86,75.83,0,{"v":0,"d":"0.00"},0,234.07,2.74,76,98017,{"$f":"'Phoenix TMY 3'!$D$5","v":2019},"12","30","13","12/30/2019 13:00","2019-12-30T06:00:00",35.348]
["20121230:1400",1.88,73.69,0,{"v":0,"d":"0.00"},0,233.45,{"v":2.8,"d":"2.80"},80,98007,{"$f":"'Phoenix TMY 3'!$D$5","v":2019},"12","30","14","12/30/2019 14:00","2019-12-30T07:00:00",35.384]
["20121230:1500",4.56,62.86,55,398.97,25,236.78,{"v":3,"d":"3.00"},86,97988,{"$f":"'Phoenix TMY 3'!$D$5","v":2019},"12","30","15","12/30/2019 15:00","2019-12-30T08:00:00",40.208]
["20121230:1600",7.25,52.04,237,747.45,51,240.12,{"v":3.2,"d":"3.20"},93,97969,{"$f":"'Phoenix TMY 3'!$D$5","v":2019},"12","30","16","12/30/2019 16:00","2019-12-30T09:00:00",45.05]
["20121230:1700",9.93,41.21,285,345.48,150,243.45,3.41,99,97949,{"$f":"'Phoenix TMY 3'!$D$5","v":2019},"12","30","17","12/30/2019 17:00","2019-12-30T10:00:00",49.873999999999995]
["20121230:1800",11.66,37.66,531,934.31,72,246.93,3.48,115,97802,{"$f":"'Phoenix TMY 3'!$D$5","v":2019},"12","30","18","12/30/2019 18:00","2019-12-30T11:00:00",52.988]
["20121230:1900",13.39,34.11,597,960.39,75,250.42,3.55,132,97655,{"$f":"'Phoenix TMY 3'!$D$5","v":2019},"12","30","19","12/30/2019 19:00","2019-12-30T12:00:00",56.102000000000004]
["20121230:2000",15.11,30.56,459,468.78,204,{"v":253.9,"d":"253.90"},3.63,148,97508,{"$f":"'Phoenix TMY 3'!$D$5","v":2019},"12","30","20","12/30/2019 20:00","2019-12-30T13:00:00",59.198]
["20121230:2100",14.92,33.42,355,286.27,214,254.15,2.59,164,97469,{"$f":"'Phoenix TMY 3'!$D$5","v":2019},"12","30","21","12/30/2019 21:00","2019-12-30T14:00:00",58.856]
["20121230:2200",14.73,36.29,291,361.52,149,{"v":254.4,"d":"254.40"},1.55,179,97431,{"$f":"'Phoenix TMY 3'!$D$5","v":2019},"12","30","22","12/30/2019 22:00","2019-12-30T15:00:00",58.514]
["20121230:2300",14.54,39.15,154,230.63,96,254.65,0.51,195,97392,{"$f":"'Phoenix TMY 3'!$D$5","v":2019},"12","30","23","12/30/2019 23:00","2019-12-30T16:00:00",58.172]
["20121231:0000",13.77,40.33,37,111.89,28,259.87,1.03,242,97402,{"$f":"'Phoenix TMY 3'!$D$5","v":2019},"12","31","00","12/31/2019 00:00","2019-12-30T17:00:00",56.786]
["20121231:0100",13.01,{"v":41.5,"d":"41.50"},0,{"v":0,"d":"0.00"},0,265.08,1.55,288,97412,{"$f":"'Phoenix TMY 3'!$D$5","v":2019},"12","31","01","12/31/2019 01:00","2019-12-30T18:00:00",55.418]
["20121231:0200",12.24,42.68,0,{"v":0,"d":"0.00"},0,{"v":270.3,"d":"270.30"},2.07,335,97421,{"$f":"'Phoenix TMY 3'!$D$5","v":2019},"12","31","02","12/31/2019 02:00","2019-12-30T19:00:00",54.032]
["20121231:0300",11.23,46.66,0,{"v":0,"d":"0.00"},0,273.65,2.07,25,97415,{"$f":"'Phoenix TMY 3'!$D$5","v":2019},"12","31","03","12/31/2019 03:00","2019-12-30T20:00:00",52.214]
["20121231:0400",10.22,50.64,0,{"v":0,"d":"0.00"},0,{"v":277,"d":"277.00"},2.08,75,97408,{"$f":"'Phoenix TMY 3'!$D$5","v":2019},"12","31","04","12/31/2019 04:00","2019-12-30T21:00:00",50.396]
["20121231:0500",9.21,54.62,0,{"v":0,"d":"0.00"},0,280.35,2.08,125,97402,{"$f":"'Phoenix TMY 3'!$D$5","v":2019},"12","31","05","12/31/2019 05:00","2019-12-30T22:00:00",48.578]
["20121231:0600",{"v":8.7,"d":"8.70"},{"v":57.1,"d":"57.10"},0,{"v":0,"d":"0.00"},0,280.22,{"v":1.7,"d":"1.70"},138,97389,{"$f":"'Phoenix TMY 3'!$D$5","v":2019},"12","31","06","12/31/2019 06:00","2019-12-30T23:00:00",47.66]
["20121231:0700",{"v":8.2,"d":"8.20"},59.58,0,{"v":0,"d":"0.00"},0,280.08,1.31,151,97376,{"$f":"'Phoenix TMY 3'!$D$5","v":2019},"12","31","07","12/31/2019 07:00","2019-12-31",46.76]
["20121231:0800",{"v":7.7,"d":"7.70"},62.06,0,{"v":0,"d":"0.00"},0,279.95,0.92,165,97364,{"$f":"'Phoenix TMY 3'!$D$5","v":2019},"12","31","08","12/31/2019 08:00","2019-12-31T01:00:00",45.86]
["20121231:0900",{"v":7.4,"d":"7.40"},64.23,0,{"v":0,"d":"0.00"},0,278.68,0.97,160,97354,{"$f":"'Phoenix TMY 3'!$D$5","v":2019},"12","31","09","12/31/2019 09:00","2019-12-31T02:00:00",45.32]
["20121231:1000",7.11,66.39,0,{"v":0,"d":"0.00"},0,277.42,1.01,155,97344,{"$f":"'Phoenix TMY 3'!$D$5","v":2019},"12","31","10","12/31/2019 10:00","2019-12-31T03:00:00",44.798]
["20121231:1100",6.81,68.56,0,{"v":0,"d":"0.00"},0,276.15,1.05,150,97335,{"$f":"'Phoenix TMY 3'!$D$5","v":2019},"12","31","11","12/31/2019 11:00","2019-12-31T04:00:00",44.257999999999996]
["20121231:1200",6.06,68.52,0,{"v":0,"d":"0.00"},0,274.08,1.37,148,97328,{"$f":"'Phoenix TMY 3'!$D$5","v":2019},"12","31","12","12/31/2019 12:00","2019-12-31T05:00:00",42.908]
["20121231:1300",5.32,68.48,0,{"v":0,"d":"0.00"},0,272.02,1.68,145,97322,{"$f":"'Phoenix TMY 3'!$D$5","v":2019},"12","31","13","12/31/2019 13:00","2019-12-31T06:00:00",41.576]
["20121231:1400",4.57,68.44,0,{"v":0,"d":"0.00"},0,269.95,{"v":2,"d":"2.00"},142,97315,{"$f":"'Phoenix TMY 3'!$D$5","v":2019},"12","31","14","12/31/2019 14:00","2019-12-31T07:00:00",40.226]
["20121231:1500",6.36,61.51,19,{"v":0,"d":"0.00"},19,273.42,{"v":1.4,"d":"1.40"},161,97331,{"$f":"'Phoenix TMY 3'!$D$5","v":2019},"12","31","15","12/31/2019 15:00","2019-12-31T08:00:00",43.448]
["20121231:1600",12.03,46.12,19,{"v":0,"d":"0.00"},19,283.54,0.94,180,97348,{"$f":"'Phoenix TMY 3'!$D$5","v":2019},"12","31","16","12/31/2019 16:00","2019-12-31T09:00:00",53.653999999999996]
["20121231:1700",11.85,46.23,101,{"v":0,"d":"0.00"},101,280.96,1.03,200,97364,{"$f":"'Phoenix TMY 3'!$D$5","v":2019},"12","31","17","12/31/2019 17:00","2019-12-31T10:00:00",53.33]
["20121231:1800",11.67,46.35,206,26.44,193,278.39,1.11,210,97283,{"$f":"'Phoenix TMY 3'!$D$5","v":2019},"12","31","18","12/31/2019 18:00","2019-12-31T11:00:00",53.006]
["20121231:1900",11.49,46.47,230,27.56,215,275.81,{"v":1.2,"d":"1.20"},220,97203,{"$f":"'Phoenix TMY 3'!$D$5","v":2019},"12","31","19","12/31/2019 19:00","2019-12-31T12:00:00",52.682]
["20121231:2000",11.31,46.59,340,152.25,257,273.23,1.28,230,97123,{"$f":"'Phoenix TMY 3'!$D$5","v":2019},"12","31","20","12/31/2019 20:00","2019-12-31T13:00:00",52.358000000000004]
["20121231:2100",11.13,{"v":46.7,"d":"46.70"},346,255.01,220,270.66,1.36,234,97127,{"$f":"'Phoenix TMY 3'!$D$5","v":2019},"12","31","21","12/31/2019 21:00","2019-12-31T14:00:00",52.034000000000006]
["20121231:2200",10.95,46.82,146,{"v":7.6,"d":"7.60"},143,268.08,1.45,238,97130,{"$f":"'Phoenix TMY 3'!$D$5","v":2019},"12","31","22","12/31/2019 22:00","2019-12-31T15:00:00",51.71]
["20121231:2300",10.77,46.94,153,216.93,98,265.51,1.53,242,97133,{"$f":"'Phoenix TMY 3'!$D$5","v":2019},"12","31","23","12/31/2019 23:00","2019-12-31T16:00:00",51.385999999999996]
[]
["T2m: 2-m air temperature (degree Celsius)"]
["RH: relative humidity (%)"]
["G(h): Global irradiance on the horizontal plane (W/m2)"]
["Gb(n): Beam/direct irradiance on a plane always normal to sun rays (W/m2)"]
["Gd(h): Diffuse irradiance on the horizontal plane (W/m2)"]
["IR(h): Surface infrared (thermal) irradiance on a horizontal plane (W/m2)"]
["WS10m: 10-m total wind speed (m/s)"]
["WD10m: 10-m wind direction (0 = N"," 90 = E) (degree)"]
["SP: Surface (air) pressure (Pa)"]
[]
["PVGIS (c) European Communities"," 2001-2020"]

{"sheet":"Sheet6","index":5,"n_rows":0,"n_cols":0,"rows_kept":0}